## Schedule -1
Schedules of Rates and Prices
Schedule No. 1. Plant and Mandatory Spare Parts Supplied from Abroad
Item | Description | Code¹ | Qty. (1) | Unit | Foreign Currency (in……….)
[5 empty] | Unit Price1 | Total Price1
[5 empty] | CIP | CIP
[5 empty] | (2) | (1) x (2)
SECTION-I | Bay extension at 230kv indoor GIS Substation at Nutan Bidyut Power Plant in Borhanuddin, Bhola.
1A | 400kV GIS Switchyard
Deleted.
1B | 245kV GIS Switchyard, structures & connections
245kV Indoor Type Gas Insulated Switchgear (GIS)
1B1 | 245kV GIS complete diameter (Line & Line combination) with Local Control Cubicle and support structure |  | 1 | nos.
1B2 | Deleted. |  | 0 | lot
1B3 | Gas Insulated Line (GIL) including Gas/Air bushings for 245kV GIS connection with necessary connecting terminal chambers including support structures
1B.3.1 | For 245kV 1600A, 40kA/3s Circuits from 245kV transmission Lines to 245kV GIS (single phase length) |  | 710 | meter
1B.3.2 | 245kV 1600A, 40kA/3s Gas/Air bushings |  | 6 | nos.
1B4 | Portable Partial Discharge analyzer for GIS |  | 0 | set
245kV Air Insulated Switchgear (AIS)
1B5 | 196kV rated voltage, 160kV(rms) continuous operating voltage at 50°C 10kA, 50Hz, Heavy duty class, metal oxide type, single phase surge arresters with surge counter |  | 6 | nos.
1B6 | Stranded, flexible conductors, fittings, clamps, connectors including other accessories for each connection as required for completing 230kV GIS Switchyard and AIS line connections.
1B6.1 | Flexible Conductor, clamps & connectors for Jumper & equipment Connection
1B6.1.1 | _Flexible Conductor for jumper, equipment connections |  | 1 | lot
1B6.1.2 | _Clamps & Connectors |  | 1 | lot
1B6.2 | Insulator & Fittings
1B6.2.1 | _Insulator |  | 1 | lot
1B6.2.2 | _Fittings |  | 1 | lot
1B6.3 | Steel structures & cable tray
1B6.3.1 | _Gantry Column with signle beam including nut&bolts |  | 3 | nos.
1B6.3.2 | _Gantry Column with double beam including nut&bolts |  | 0 | nos.
1B6.3.3 | _Gantry beam including nut&bolts |  | 2 | nos.
1B6.3.4 | _Equipment support structures including nut&bolts
1B6.3.4.1 | LA |  | 6 | nos.
1B6.3.5 | _Cable tray including fitting, fixing accessories |  | 1 | lot
1C | 145kV GIS Switchyard, structures & connections
Deleted.
1D | 36kV Switchgears and Connections with Auto Transformer & Earthing/ Auxiliary Transformers
Deleted.
1E | Power Transformers and Earthing/Auxiliary Transformers
Deleted.
1F | Neutral earthing equipment:
Deleted.
1G | Earthing /Auxiliary transformers
Deleted.
1H | Control, Protection, Substation Automation and Metering
230kV Circuits
1H1 | Control, Monitoring, Protection including event recording function for new line circuits - Char Fasson 1&2 |  | 2 | sets
1H2 | Upgradation/extension of existing Substation Automation System for new line circuits - Char Fasson 1&2 |  | 1 | lot
1H3 | Upgradation/extension of existing busbar protection system for 245kV system |  | 1 | lot
1H4 | Tariff metering system for two (2) new 230kV lines |  | 1 | lot
1H5 | Extension of existing Digital Fault and Disturbance recorder (DFDR) to include complete monitoring of the new diameter |  | 1 | lot
1I | Fiber Optic Multiplexer Euipment for Communication and Protection
1I1 | Complete set of design, supply, installation and commissioning of Fiber optic multiplexer equipment |  | 1 | lot
1I2 | Fibre Optic cable and termination box |  | 1 | lot
1I3 | PLC Equipment |  | 0 | lot
1J | Multicore Low Voltage Power & Control Cables
1J1 | Multicore low voltage power and control cables for control, protection, metering, monitoring and L/V power circuits |  | 1 | lot
1K | Batteries, chargers & DC distribution
1K1 | Upgradation / extension of existing of 220V DC Distribution Board to power DC load of the new diameter |  | 1 | lot
1K2 | 48V Ni-cad Batteries with chargers and distribution board
1K2.1 | 48V Ni-cad Batteries, 200Ah @ 5h |  | 1 | sets
1K2.2 | Battery chargers |  | 1 | sets
1K2.3 | DC Distribution Board |  | 1 | sets
1L | LVAC Distribution
1L1 | Upgradation / extension of existing of LVAC system including necessary accessories for substation services |  | 1 | lot
1M | Civil Works, Building and Foundation |  | Please refer to Schedule 4
1M1 | Complete design, supply and construction of all civil items required for the outdoor works including but not limited to filling / cutting soil and leveling up to finished level and within property line suitable for 230kV GIS & AIS switchyards at Nutan Bidyut CCPP area
1M2* | Complete civil items required for outdoor works
1M2.1 | Outdoor gantry foundation 230kV switchyard
1M2.1.1 | Gantry column
1M2.2 | Outdoor equipment foundation 230kV switchyard
1M2.2.1 | LA
1M2.3 | Chain link fencing (including gates)
1M2.4 | Internal roads (2 m wide)
1M2.4.1 | Dismantling & removal of existing road
1M2.4.2 | Construction of new road
1M2.5 | Drainage system including connection to existing drainage
1M2.6 | Gravelling in switchyard area
1M3 | Modification work at existing GIS hall and other adjacent rooms for the full accommodation of new diameter equipment including GIL entry, cabling laying, connections etc.
1M4 | Upgradation/extension of existing fire alarm & fighting system |  | Please refer to Schedule 4
* actual payment shall be as per actual work at site
** one set includes foundation for three phases of a circuit
1N | Building Lighting, Small Power, Air Conditioning and Ventilation
1N1 | Complete design, supply, installation and commissioning of equipment to provide lighting, LV power supply, air conditioning system (split type, 4.5 Ton each), ventilation system and emergency DC lighting for the substation GIS & Control room buildings, auxiliary & other houses (air cooling system shall be double of the actual requirement). |  | 1 | lot
1O | Switchyard Lighting
1O1 | Upgradation/extension of existing lighting sytem to provide lighting (flood light LED type) for new AIS switchyard |  | 1 | lot
1P | Earthing and Lightning Protection
1P1 | Earthing and Lightning Protection for new AIS switchyard & new GIS equipments in the GIS room |  | 1 | lot
1Q | 230kV, 132kV, 33kV cables & associated structures
Deleted.
1R | SCADA system for Telecontrol and Telemetering
1R1 | Complete SCADA hardware & software |  | 1 | lot
Total of Section-1
(Carried to Schedule-5:Grand summary)
SECTION-II | Char Fasson 230/33kV Gas Insulated Substation
2A | 400kV GIS Switchyard
Deleted.
2B | 245kV GIS Switchyard, structures & connections
245kV Indoor Type Gas Insulated Switchgear (GIS)
2B1 | 245kV GIS Double Busbar, 230kV Line Feeder Bay with Local Control Cubicle and support structure |  | 2 | nos.
2B2 | 245kV GIS Double Busbar, 230kV Transformer Bay with Local Control Cubicle and support structure |  | 2 | nos.
2B3 | 245kV GIS Double Busbar, 245kV Bus Coupler Bay with Local Control Cubicle and support structure |  | 1 | nos.
2B4 | 245kV GIS Busbar, 245kV Bus Section Bay with Local Control Cubicle and support structure |  | 0 | nos.
2B5 | 245kV GIS Double Busbar , 245kV Bus VT & Busbar HSES circuit Bay with Local Control Cubicle and support structure |  | 1 | nos.
2B6 | Gas Insulated Line (GIL) including Gas/Air bushings for 245kV GIS connection with necessary connecting terminal chambers including support structures
2B.6.1 | For 3150A Circuits from 245kV transmission Lines to 245kV GIS and 230/33kV Transformer to 245kV GIS (single phase length) |  | 773 | meter
2B.6.2 | 245kV 3150A, 40kA/3s Gas/Air bushings |  | 12 | nos.
2B7 | Portable Partial Discharge analyzer for GIS |  | 1 | set
245kV Air Insulated Switchgear (AIS)
2B8 | 196kV rated voltage, 160kV(rms) continuous operating voltage at 50°C 10kA, 50Hz, Heavy duty class, metal oxide type, single phase surge arresters with surge counter |  | 12 | nos.
2B9 | Stranded, flexible conductors, fittings, clamps, connectors including other accessories for each connection as required for completing 230kV GIS Switchyard and Transformer connections.
2B9.1 | Flexible Conductor, clamps & connectors for Jumper & equipment Connection
2B9.1.1 | _Flexible Conductor for jumper, equipment connections |  | 1 | lot
2B9.1.2 | _Clamps & Connectors |  | 1 | lot
2B9.2 | Insulator & Fittings
2B9.2.1 | _Insulator |  | 1 | lot
2B9.2.2 | _Fittings |  | 1 | lot
2B9.3 | Steel structures & cable tray
2B9.3.1 | _Gantry Column with signle beam including nut&bolts |  | 9 | nos.
2B9.3.2 | _Gantry Column with double beam including nut&bolts |  | 0 | nos.
2B9.3.3 | _Gantry beam including nut&bolts |  | 6 | nos.
2B9.3.4 | _Equipment support structures including nut&bolts
2B9.3.4.1 | LA |  | 12 | nos.
2B9.3.5 | _Cable tray including fitting, fixing accessories |  | 0 | lot
2C | 145kV GIS Switchyard, structures & connections
Deleted.
2D | 36kV Switchgears and Connections with Auto Transformer & Earthing/ Auxiliary Transformers
36kV Air Insulated Switchgear (AIS)
2D1 | 30kV rated voltage, 25kV(rms) continuous operating voltage at 50°C, 10kA nominal discharge current, 50Hz, gapless metal oxide type, single phase surge arresters with surge counters. |  | 18 | nos.
2D2 | Single-phase, 2-secondary windings (33,000/√3 / 110/√3 / 110/√3V, 30VA/30VA, Class 3P/0.2) 36kV, 40kA/3sec, 50Hz, 170kVp BIL, inductive voltage transformers |  | 6 | nos.
2D3 | 36kV Disconnector
2D3.1 | 36kV, 2500A, 40kA/3sec, 50Hz, 170kVp BIL, single horizontal break, post type, disconnector with earth switch (DS & ES both motor operated) for 36kV AIS incomer |  | 4 | sets
2D3.2 | 36kV, 630A, 31.5kA/3sec, 50Hz, 170kVp BIL, single horizontal break, post type, disconnector (motor operated) with fuse for 36/.4kV auxiliary transformer bay |  | 2 | sets
2D4 | Current transformer 36 kV, single-phase, 4-cores (Core 1&2: 3200-1600/1A, Class: 5P20; Core 3&4: 3200-1600/1A, Class: 0.2S) 40 kA / 3 sec, 50 Hz, 170/70 kV BIL, post type current transformer. |  | 6 | nos.
2D5 | 36kV, 2500A, 40kA/3sec, 50Hz, SF6/VCB circuit breaker with spring-stored energy operating mechanism |  | 2 | sets
2D6 | One (1) lot of stranded, flexible TACSR conductors, insulators, fittings, clamps, connectors, steel structures, cable trays, etc. including other accessories for each connection as required for completing 36kV AIS Switchyard and Transformer connections.
2D6.1 | Flexible Conductor, clamps & connectors for Jumper & equipment Connection, Copper bus |  | 1 | lot
2D6.2 | Insulator & Fittings |  | 1 | lot
2D6.3 | Steel structures & cable tray
2D6.3.1 | _Gantry Column with signle beam including nut&bolts |  | 0 | nos.
2D6.3.2 | _Gantry Column with double beam including nut&bolts |  | 0 | nos.
2D6.3.3 | _Gantry beam including nut&bolts |  | 0 | nos.
2D6.3.4 | _Equipment support structures including nut&bolts
2D6.3.4.1 | For 33kV incomer-
2D6.3.4.1.1 | Structure for LA, copper plate, cable termination |  | 4 | set
2D6.3.4.1.2 | VT |  | 2 | set
2D6.3.4.1.3 | DS/ES |  | 4 | set
2D6.3.4.1.4 | CT |  | 2 | set
2D6.3.4.1.5 | CB |  | 2 | set
2D6.3.4.1.6 | Marshalling Kiosk |  | 2 | set
2D6.3.4.2 | For 33kV auxiliary feeder-
2D6.3.4.2.1 | Structure for LA, copper plate, cable termination |  | 2 | set
2D6.3.4.2.2 | DS/ES with fuse |  | 2 | set
2D6.3.5 | _Cable tray including fitting, fixing accessories |  | 1 | lot
2E | Power Transformers and Earthing/Auxiliary Transformers
2E.1 | 230/33 kV, 120/140 MVA (ONAN/ONAF), Dyn1 three phase outdoor type transformers |  | 2 | nos.
2E.2 | Complete design, supply, delivery, installation, testing and commissioning of Water Spray type Fire Protection System for 230/33kV Transformers |  | 1 | lot
2F | Neutral Earthing Equipment.
Deleted.
2G | Earthing /Auxiliary transformers
2G1 | Auxiliary power transformer 33/0.415 kV, 300 kVA, Dyn11, ONAN, oil immersed, three phase, outdoor, with off-load tap changer; with single phase, 2-core current transformers in all bushings, including all necessary connections & support structures. |  | 2 | nos.
2H | Control, Protection, Substation Automation and Metering
230kV Circuits
2H1 | Control, Monitoring, Protection & Substation Automation System including event recording function for line circuits - 230kV Nutan Bidyut 1&2 |  | 2 | sets
2H2 | Control, Monitoring, Protection & Substation Automation System including event recording function for 120/140MVA, 230/33kV, three phase, power transformer circuits including transformer tap changer control, fan control & AVR |  | 2 | sets
2H3 | Control, Monitoring, Protection & Substation Automation System including event recording function for 230kV bus coupler bays |  | 1 | sets
2H4 | Control, Monitoring, Protection & Substation Automation System including event recording function for 230kV bus section bays |  | 0 | sets
2H5 | Busbar protection system for 245kV system |  | 1 | lot
2H6 | Tariff metering for 230kV system |  | 1 | lot
2H7 | Digital Fault and Disturbance recorder (DFDR) to monitor complete substation (230kV & 33kV) |  | 1 | lot
33kV Station Power System
2H8 | Control, Monitoring, Protection & Substation Automation System including event recording function for 33kV incomer circuits of 230/33kV transformer |  | 2 | sets
2H9 | Control, Monitoring, Protection & Substation Automation System including event recording function for auxiliary transformer bays |  | 2 | sets
2H10 | Tariff metering panel for 33kV system |  | 1 | lot
2I | Fiber Optic Multiplexer Euipment for Communication and Protection
2I1 | Complete set of design, supply, installation and commissioning of Fiber optic multiplexer equipment |  | 1 | lot
2I2 | Fibre Optic cable and termination box |  | 1 | lot
2I3 | PLC Equipment |  | 0 | lot
2I4 | PABX system |  | 1 | lot
2J | Multicore Low Voltage Power & Control Cables
2J1 | Multicore low voltage power and control cables for control, protection, metering, monitoring and L/V power circuits |  | 1 | lot
2K | Batteries, chargers & DC distribution
2K1 | 110V Ni-cad Batteries with chargers and distribution boards
2K1.1 | 110V Ni-cad Batteries, 400Ah @ 5h |  | 2 | sets
2K1.2 | Battery chargers |  | 2 | sets
2K1.3 | DC Distribution Board |  | 2 | sets
2K1.4 | 3kVA, 240V, 50Hz UPS powered from 110V DC distribution board & AC distribution board for Substation Automation System |  | 2 | sets
2K1.5 | Insulation Monitoring system for complete DC system |  | 2 | sets
2K2 | 48V Ni-cad Batteries with chargers and distribution board
2K2.1 | 48V Ni-cad Batteries, 200Ah @ 5h |  | 2 | sets
2K2.2 | Battery chargers |  | 2 | sets
2K2.3 | DC Distribution Board |  | 1 | sets
2K2.4 | Insulation Monitoring system for complete DC system |  | 2 | sets
2L | LVAC Distribution
2L1 | LVAC Panles including necessary accessories for substation services |  | 1 | lot
2L2 | Tariff meters for LV system |  | 4 | Nos
2L3 | Scissor Lift: Battery type for min. two persons. Maximum working high greater than 10m |  | 1 | sets
2L4 | Electroscopes for 230kV & 33kV voltage levels ( 2 sets for each volate levels) |  | 4 | sets
2L5 | Complete equipment shall be designed, supplied, delivered, in-stalled, tested and commissioned of 175kVAR automatic power factor correction (PFC) Panel |  | 1 | lot
2L6 | Diesel Generator with capacity of 250kW |  | 1 | sets
2M | Civil Works, Building and Foundation |  | Please refer to Schedule 4
2M1* | Complete land development
2M1.1 | Complete compacted land development with carried/dredged earthfilling including approach road
2M1.2 | Slpoe protection
2M1.2.1 | Slpoe (1V:2H) protection with turfing
2M2 | Complete design, supply and construction of all civil items required for the outdoor works including but not limited to filling / cutting soil and leveling up to finished level and within property line suitable for 230kV GIS & 33kV AIS switchyards at existing substaion.
2M3* | Complete civil items required for outdoor works
2M3.1 | Outdoor gantry foundation 230kV switchyard
Gantry column
2M3.2 | Outdoor equipment foundation 230kV switchyard |  | Please refer to Schedule 4
LA
2M3.3 | Outdoor equipment foundation 33kV switchyard
2M3.3.1 | For 33kV incomer-
2M3.3.1.1 | Structure for LA, copper plate, cable termination
2M3.3.1.2 | VT
2M3.3.1.3 | DS/ES
2M3.3.1.4 | CT
2M3.3.1.5 | CB
2M3.3.1.6 | Marshalling Kiosk
2M3.3.2 | For 33kV auxiliary feeder-
2M3.3.2.1 | Structure for LA, copper plate, cable termination
2M3.3.2.2 | DS/ES with fuse
2M3.4 | Transformer foundation including oil pit for 230/33kV, 120/140MVA Transformer
2M3.5 | Blast wall for 230/33kV, 120/140MVA Transformer
2M3.6 | Transformer foundation for 300kVA auxiliary transformer
2M3.7 | Security boundary wall for overall plant
2M3.8 | Substation main gate
2M3.9 | Chain link fencing with gates
2M3.10 | Approach road (pavement width 6m)
2M3.11 | Internal roads:
2M3.11.1 | 6m wide road:
2M3.11.2 | 4.5m wide road
2M3.11.3 | 3m wide road
2M3.11.4 | 1.5m walk way
2M3.12 | Cable Trench with soak pit
2M3.12.1 | For control cable of 33kV incomer AIS & 33kV power cable to auxiliary Tx.
2M3.12.2 | For .4kV power cable from auxiliary Tx bay to GIS building
2M3.13 | Surface drain around the substation
2M3.14 | Whole substation surface finishing with drainage system including outlet & a network of water pits connected with pipes throughout the substation (excluding surface drain) |  | Please refer to Schedule 4
2M3.15 | Gravel surfacing & gravel laying
2M3.16 | Guard house
2M3.17 | Sentry post
2M3.18 | Open store yard including chain link fence, surface drain & gate
2M3.19 | RCC box culvert
2M3.20 | Property line demarkation
2M3.21 | Septic tank and soakpit
2M3.22 | Pump shed including deep tubewell, motor, pump, water reservoir, water pipe line, electrical connetion etc.
2M3.23 | Car port
2M4.1 | Complete civil works for 230kV indoor GIS building including protection & metering room, battery room etc. (3 STORIED)
2M4.1.1 | Foundation works
2M4.1.2 | Super structures
2M4.1.3 | All finish works like rendering, painting, water supply, sanitary, floor finish, furniture, etc.
2M4.1.4 | Complete EOT crain system in GIS room (minimum 7 Ton)
2M4.1.5 | Elevator system (capacity: minimum 6 people)
2M4.2 | Complete civil works for Dormitory cum Indoor Store cum Staff Room (3 STORIED)
2M4.2.1 | Foundation works
2M4.2.2 | Super structures
2M4.2.3 | All finish works like rendering, painting, water supply, sanitary, floor finish, furniture, etc.
2M4.3 | Complete civil works for Ansar Barack including foundations, super structures & all finish works like rendering, painting, water supply, sanitary, floor finish, furniture, etc. (1 STORIED)
2M5 | Complete design, supply and construction of all civil items and facilities required for Water Spray type Fire Protection System for transformers
2M6 | Complete design, supply and construction of all civil items and facilities required for Diesel Generator room |  | Please refer to Schedule 4
2M7 | Testing of Foundation on random basis.
2M7.1 | Compression Test of pile
2M7.2 | Uplift Test of pile
2M8 | Fire alarm & fire fighting system for other areas
* actual payment shall be as per actual work at site
** one set includes foundation for three phases of a circuit
2N | Building Lighting, Small Power, Air Conditioning and Ventilation
2N1 | Complete design, supply, installation and commissioning of equipment to provide lighting, LV power supply, air conditioning system, ventilation system and emergency DC lighting for the substation GIS & Control room buildings, auxiliary & other houses (air cooling system shall be double of the actual requirement). |  | 1 | lot
2N2 | Complete equipment shall be designed, supplied, delivered, in-stalled, tested and commissioned of surveillance system with IP cameras, NVRs, optical fibre, cat6 cables, switches, indoor & outdoor cabinets, lightning protection systems, power cables and other accessories to complete surveillance system of the substation
2N2.1 | Bullet camera |  | 24 | Nos
2N2.2 | Dome camera |  | 8 | Nos
2N2.3 | 32 channel NVR |  | 1 | Nos
2N2.4 | Access switch |  | 1 | lot
2N2.5 | Core switch |  | 1 | lot
2N2.6 | 32" LED TV |  | 1 | Nos
2N2.7 | Fiber Optic Cable (6 core Single mode, Armored) |  | 1 | lot
2N2.8 | CAT6 Network Cable (STP Type) |  | 1 | lot
2N2.9 | Power Cable-NYFGBY |  | 1 | lot
2N2.10 | uPVC pipes & fittings, Surveillance Cabinet, 22U rack, Offline UPS, poles, MDB, SDB, ethernet LA, SPD & other necessary accessories |  | 1 | lot
2O | Switchyard Lighting
2O1 | Complete set of design, supply, installation and commissioning of equipment to provide lighting (flood light LED type) for security, roadway, switchyard and emergency DC lighting at strategic locations for equipment operation and inspection. |  | 1 | lot
2P | Earthing and Lightning Protection
2P1 | Earthing system for the substation |  | 1 | lot
2P2 | Lightning protection system for the substation |  | 1 | lot
2P3 | portable (maintenance) earthing equipment devices with connectors and telescopic glass fibre operating pole |  | 4 | sets
2Q | 230kV, 132kV, 33kV cables & associated structures
2Q1 | complete equipment shall be designed, supplied, delivered, in-stalled, tested and commissioned of 36kV, 800mm2, 31.5kA/ 3 sec, 50Hz, 170/70 kV BIL, single phase XLPE cable (single phase length) |  | 713 | meter
2Q2 | complete equipment shall be designed, supplied, delivered, in-stalled, tested and commissioned of 36kV, 31.5kA/ 3 sec, 50Hz, 170/70 kV BIL, appropriate current capacity heat sinkable cable termination kits & associated support structures for single phase XLPE cable. |  | 12 | nos
2Q3 | complete equipment shall be designed, supplied, delivered, in-stalled, tested and commissioned of .415kV, 185mm2, 15kA/ 3 sec, 50Hz, 45/25 kV BIL, single phase XLPE cable. (single phase length) |  | 476 | meter
2Q4 | complete equipment shall be designed, supplied, delivered, in-stalled, tested and commissioned of .415kV, 15kA/ 3 sec, 50Hz, 45/25 kV BIL, appropriate current capacity heat sinkable cable termination kits & associated support structures for single phase XLPE cable. |  | 12 | nos
2R | SCADA system for Telecontrol and Telemetering
2R1 | Complete SCADA hardware & software |  | 1 | lot
Total of Section-2
(Carried to Schedule-5:Grand summary)
SECTION-III | Mandatory Spares, Erection & Test Equipment
3.1 | Nutan Bidyut PP (245kV)
3.1.1 | 245kV Gas Insulated Switchgear
3.1.1.1 | Operating mechanism of Circuit Breaker (1 Nos for each type of offered CB) |  | 1 | lot
3.1.1.2 | Operating mechanism of 3 position DS-ES (1 Nos for each type of offered DS-ES) |  | 0 | lot
3.1.1.3 | Operating mechanism of FES (1 Nos for each type of offered FES) |  | 1 | lot
3.1.1.4 | Operating mechanism of ES (1 Nos for each type of offered ES) |  | 0 | lot
3.1.1.5 | Operating mechanism of DS (1 Nos for each type of offered DS) |  | 1 | sets
3.1.1.6 | Each type of auxiliary contacts unit |  | 1 | sets
3.1.1.7 | Surge arrester (GIS) |  | 0 | nos.
3.1.1.8 | Surge arrester (AIS) |  | 3 | nos.
3.1.1.9 | Complete Voltage transformer module |  | 1 | nos.
3.1.1.10 | Complete Current transformer module |  | 0 | nos.
3.1.1.11 | Closing coils |  | 4 | nos.
3.1.1.12 | Tripping coils |  | 8 | nos.
3.1.1.13 | Motor for circuit breaker operating mechanism |  | 1 | nos.
3.1.1.14 | Motor for disconnector drive |  | 1 | nos.
3.1.1.15 | Coils for Blocking magnet in disconnector drive |  | 0 | nos.
3.1.1.16 | Gas pressure monitor with gauge and pressure switch |  | 3 | nos.
3.1.1.17 | Deleted. |  | 0 | sets
3.1.1.18 | Pressure Relief Device |  | 1 | nos.
3.1.1.19 | Supporting insulator |  | 0 | nos.
3.1.1.20 | Barrier insulator or gas tight barrier |  | 0 | nos.
3.1.1.21 | Expansion bellows |  | 0 | nos.
3.1.1.22 | Rubber gaskets “O” rings and seals for SF6 gas |  | 0 | lot
3.1.1.23 | All types of control valves for SF6 gas |  | 0 | lot
3.1.1.24 | SF6 gas cylinders - 45 kg |  | 0 | nos.
3.1.2 | 36kV AIS Switchgears (incomer & auxiliary bay) |  | Deleted.
3.1.3 | Protection and Control
3.1.3.1 | Protection relay (Line distance protetion relay) |  | 1 | nos.
3.1.3.2 | Bay unit for bus protection relay |  | 1 | nos.
3.1.3.3 | Each type of Tripping relays |  | 1 | lot
3.1.3.4 | Each type of Auxiliary relays |  | 3 | sets
3.1.3.5 | Each type of Trip circuit supervision relays |  | 1 | sets
3.1.3.6 | Bay Control Unit |  | 1 | nos
3.1.3.7 | Relay Test Block & socket |  | 2 | sets
3.1.3.8 | Each type of Switch (used in SAS) |  | 0 | sets
3.1.3.9 | Each type of MCB |  | 1 | sets
3.1.3.10 | Each type of Lamps |  | 5 | sets
3.1.3.11 | Heater |  | 5 | nos.
3.1.3.12 | Humidity Sensors |  | 5 | nos.
3.1.3.13 | Thermostat |  | 5 | nos.
3.1.3.14 | Annunciator bulbs |  | 5 | nos.
3.1.3.15 | Bulbs for discrepancy switches |  | 5 | nos.
3.1.3.16 | Multifunction Meter |  | 2 | nos.
3.1.3.17 | Tariff/Energy Meter |  | 1 | nos.
3.1.3.18 | Deleted. |  | 0 | set
3.1.4 | DC & Charger Equipment (48 v)
3.1.4.1 | Each type of Card (example: control card etc.) |  | 1 | nos.
3.1.4.2 | Battery MCB/MCCB |  | 1 | nos.
3.1.4.3 | DC board incoming MCCB |  | 1 | nos.
3.1.4.4 | Outgoing MCBs |  | 2 | nos.
3.1.4.5 | Each type of fuse |  | 1 | set
3.1.5 | LVAC Equipment |  | Deleted.
3.1.6 | Power, Control and Auxiliary Cables
3.1.6.1 | Control Cables, 200m of each type |  | 0 | lot
3.1.6.2 | LV cables, 200m of each type |  | 0 | lot
3.1.6.3 | Other cables (communication, etc.), 100m of each type |  | 0 | lot
3.1.7 | Transformers and Shunt Reactor |  | Deleted.
3.1.8 | Earthing / Auxiliary Transformer |  | Deleted.
3.1.9 | Shunt Reactor |  | Deleted.
3.1.10 | Instruments for Communication & SCADA |  | Deleted.
3.1.11 | Post Type Insulator
3.1.11.1 | For 245kV |  | 0 | nos.
3.1.12 | Gas Insulated Line (GIL)
3.1.12.1 | 245kV, 1600A, GIL (with necessary bellow & angle joint) |  | 0 | m
3.1.13 | Disc Insulator
3.1.13.1 | Each type of Disc Insulator |  | 0 | nos.
3.1.14 | Conductor
3.1.14.1 | TACSR conductor |  | 0 | m
3.1.15 | Clamp and Fitting
3.1.15.1 | Each type of Clamps and Fittings (20% of total supplied or min. 3 nos., whichever is higher for each type) |  | 1 | lot
3.1.16 | Testing instruments / special tools for operation and maintenance
3.1.16.1 | SF6 Gas Treatment Plant For Gas Filling, Recovery, Evacuation, Filtering, Drying and Storage with necessary accessories |  | 0 | sets
3.1.16.2 | SF6 gas cylinder with valve (50kg) |  | 0 | sets
3.1.16.3 | Handheld SF6 gas leakage detector (alarm with proportional sound pitch) |  | 0 | sets
3.1.16.4 | Infrared type SF6 gas leakage detector (FLIR) |  | 0 | sets
3.1.16.5 | SF6 Multi-Analyser for measurement of %SF6, Moister and SO2 concetration |  | 0 | sets
3.1.16.6 | Contact resistance measurement test set (suitable for measurement down to 1 µ ohm at 10A d.c.) |  | 0 | sets
3.1.16.7 | 5kV insulation resistance test set (range 0.5 –1.0 - 2.5 - 5 kV) |  | 0 | sets
3.1.16.8 | Thermovision Camera (FLIR) |  | 0 | sets
3.2 | Char Fasson 230/33kV Substation
3.2.1 | 245kV Gas Insulated Switchgear
3.2.1.1 | Operating mechanism of Circuit Breaker (1 Nos for each type of offered CB) |  | 1 | lot
3.2.1.2 | Operating mechanism of 3 position DS-ES (1 Nos for each type of offered DS-ES) |  | 1 | lot
3.2.1.3 | Operating mechanism of FES (1 Nos for each type of offered FES) |  | 1 | lot
3.2.1.4 | Operating mechanism of ES (1 Nos for each type of offered ES) |  | 1 | lot
3.2.1.5 | Operating mechanism of DS (1 Nos for each type of offered DS) |  | 0 | sets
3.2.1.6 | Each type of auxiliary contacts unit |  | 1 | sets
3.2.1.7 | Surge arrester (GIS) |  | 0 | nos.
3.2.1.8 | Surge arrester (AIS) |  | 6 | nos.
3.2.1.9 | Complete Voltage transformer module |  | 1 | nos.
3.2.1.10 | Complete Current transformer module |  | 0 | nos.
3.2.1.11 | Closing coils |  | 4 | nos.
3.2.1.12 | Tripping coils |  | 8 | nos.
3.2.1.13 | Motor for circuit breaker operating mechanism |  | 1 | nos.
3.2.1.14 | Motor for disconnector drive |  | 1 | nos.
3.2.1.15 | Coils for Blocking magnet in disconnector drive |  | 0 | nos.
3.2.1.16 | Gas pressure monitor with gauge and pressure switch |  | 3 | nos.
3.2.1.17 | Deleted. |  | 0 | sets
3.2.1.18 | Pressure Relief Device |  | 1 | nos.
3.2.1.19 | Supporting insulator |  | 0 | nos.
3.2.1.20 | Barrier insulator or gas tight barrier |  | 0 | nos.
3.2.1.21 | Expansion bellows |  | 0 | nos.
3.2.1.22 | Rubber gaskets “O” rings and seals for SF6 gas |  | 0 | lot
3.2.1.23 | All types of control valves for SF6 gas |  | 0 | lot
3.2.1.24 | SF6 gas cylinders - 45 kg |  | 0 | nos.
3.2.2 | 36kV AIS Switchgears (incomer & auxiliary bay)
3.2.2.1 | 36kV Circuit Breaker |  | 1 | sets
3.2.2.2 | 36kV Disconnector Switch |  | 1 | sets
3.2.2.3 | 36kV Disconnector Switch with Fuse |  | 1 | sets
3.2.2.4 | Deleted. |  | 0 | nos.
3.2.2.5 | 36kV Load Beak Switch with fuse |  | 0 | sets
3.2.2.6 | 36kV IVT (same as offered type) |  | 3 | nos.
3.2.2.7 | 36kV Current Transformer (same as offered type) |  | 3 | nos.
3.2.2.8 | 30kV Surge Arrester |  | 3 | nos.
3.2.2.9 | Motor for circuit breaker operating mechanism |  | 1 | nos.
3.2.2.10 | Motor for disconnector drive |  | 0 | nos.
3.2.2.11 | Closing coils for CB |  | 3 | nos.
3.2.2.12 | Tripping coils for CB |  | 6 | nos.
3.2.2.13 | Contactors, relays, selector switches, push buttons, counters, heaters, humidity sensors etc., in motor drive mechanism and control cubicle (3 nos. for each type) |  | 1 | lot
3.2.3 | Control, Protection, SAS, Metering & DFDR
3.2.3.1 | Protection relay (Line distance & transformer protection relay) |  | 1 | nos.
3.2.3.2 | Bay unit for bus protection relay |  | 2 | nos.
3.2.3.3 | Each type of Tripping relays |  | 1 | lot
3.2.3.4 | Each type of Auxiliary relays |  | 3 | sets
3.2.3.5 | Each type of Trip circuit supervision relays |  | 1 | sets
3.2.3.6 | Bay Control Unit |  | 1 | nos
3.2.3.7 | Relay Test Block & socket |  | 2 | sets
3.2.3.8 | Each type of Switch (used in SAS) |  | 1 | sets
3.2.3.9 | Each type of MCB |  | 1 | sets
3.2.3.10 | Each type of Lamps |  | 5 | sets
3.2.3.11 | Heater |  | 10 | nos.
3.2.3.12 | Humidity Sensors |  | 10 | nos.
3.2.3.13 | Thermostat |  | 10 | nos.
3.2.3.14 | Annunciator bulbs |  | 10 | nos.
3.2.3.15 | Bulbs for discrepancy switches |  | 10 | nos.
3.2.3.16 | Multifunction Meter |  | 5 | nos.
3.2.3.17 | Tariff/Energy Meter |  | 2 | nos.
3.2.3.18 | Deleted. |  | 0 | set
3.2.4 | DC & Charger Equipment (for both 110v & 48v)
3.2.4.1 | Each type of Card (example: control card etc.) |  | 1 | nos.
3.2.4.2 | Battery MCB/MCCB |  | 1 | nos.
3.2.4.3 | DC board incoming MCCB |  | 1 | nos.
3.2.4.4 | Outgoing MCBs |  | 5 | nos.
3.2.4.5 | Each type of fuse |  | 1 | set
3.2.5 | LVAC Equipment
3.2.5.1 | 3-phase set LVAC board incoming ACB/MCCB |  | 1 | nos.
3.2.5.2 | 3-phase sets outgoing MCCBs |  | 5 | nos.
3.2.5.3 | 1-phase sets outgoing MCBs |  | 12 | nos.
3.2.6 | Power, Control and Auxiliary Cables
3.2.6.1 | Power Cables (36kV), 300m of each type |  | 0 | lot
3.2.6.2 | Control Cables, 200m of each type |  | 0 | lot
3.2.6.3 | LV cables, 200m of each type |  | 0 | lot
3.2.6.4 | Other cables (communication, etc.), 100m of each type |  | 0 | lot
3.2.7 | Transformers
3.2.7.1 | Transformer
3.2.7.2 | 245kV bushings |  | 2 | nos
3.2.7.3 | Neutral Bushing |  | 1 | nos
3.2.7.4 | 36kV Bushing |  | 1 | nos
3.2.7.5 | Set of gaskets |  | 1 | set
3.2.7.6 | Complete WTI |  | 1 | set
3.2.7.7 | Complete OTI |  | 1 | set
3.2.7.8 | Set of Silica gel breather |  | 0 | nos
3.2.7.9 | Buchholz relay |  | 1 | nos
3.2.7.10 | Set of tap changer diverter switch |  | 0 | nos
3.2.7.11 | Tap changer control mechanism motor |  | 1 | nos
3.2.7.12 | Transformer oil 200 litter barrel |  | 20 | nos.
3.2.7.13 | Water Spray Fire Protection System for Transformers
3.2.7.13.1 | Water spray nozzles |  | 0 | nos
3.2.7.13.2 | Relase sprinklers |  | 0 | nos
3.2.7.13.3 | Set of internal parts of deluge valve |  | 0 | set
3.2.7.13.4 | Set of sealings for deluge valves of each type |  | 0 | set
3.2.7.13.5 | Set of sealings for pipes and flanges |  | 0 | set
3.2.7.13.6 | Set of spare parts for jockey pump |  | 0 | set
3.2.7.13.7 | Set of spare parts for control panel & automatic level indicator |  | 0 | set
3.2.7.13.8 | Set of spare parts for air supply and reducing devices |  | 0 | set
3.2.7.13.9 | Fire fighting pump complete with coupling |  | 0 | set
3.2.8 | Earthing / Auxiliary Transformer
3.2.8.1 | Set of gaskets |  | 1 | no.
3.2.8.2 | Complete OTI including gaskets & thermometers |  | 1 | set
3.2.8.3 | Set of Silica gel breather |  | 1 | no.
3.2.8.4 | Buchholz relay |  | 0 | no.
3.2.8.5 | Transformer oil 200 litter barrel |  | 0 | nos.
3.2.9 | Shunt Reactor
Deleted.
3.2.10 | Instruments for Communication & SCADA
3.2.10.1 | Set of spare modules of necessary function |  | 0 | lot
3.2.10.2 | Digital data (Communication) analyzer |  | 0 | lot
3.2.10.3 | Generator and Receiver for the following interfaces: (1) V.24/RS232 SYNC AND ASYNC (2) V.35 (3) G.703 CO-DIR AND 2048kbps and 704kbps (4) Bit Error rate measuring facility |  | 0 | lot
3.2.10.4 | Digital selective level meter (50Hz to 600kHz) plus level generator (50Hz to 2MHz) |  | 0 | lot
3.2.10.5 | Subscriber Module for DCS 255 Exchange |  | 0 | lot
3.2.10.6 | Industrial PC |  | 0 | set
3.2.10.7 | Desktop PC for Substation incharge. Min. Spec: i7 latest gen processor, 16 GB RAM, 512 GB SSD, 24" 1080p IPS LED Monitor, 1500VA UPS, Mulifunction B/W printer/scanner with ADF, keyboard, mouse, etc. |  | 0 | set
3.2.10.8 | Gateway Terminal |  | 0 | set
3.2.10.9 | Bay Ethernet Switches |  | 0 | nos.
3.2.10.10 | Optical connectors (one for each) |  | 0 | lot
3.2.11 | Post Type Insulator
3.2.11.1 | For 420kV |  | 0 | nos.
3.2.11.2 | For 245kV |  | 0 | nos.
3.2.11.3 | For 36kV |  | 0 | nos.
3.2.12 | Gas Insulated Line (GIL)
3.2.12.1 | 245kV, 3150A, GIL (with necessary bellow & angle joint) |  | 0 | m
3.2.13 | Disc Insulator
3.2.13.1 | Each type of Disc Insulator |  | 0 | nos.
3.2.14 | Conductor
3.2.14.1 | TACSR conductor |  | 0 | m
3.2.15 | Clamp and Fitting
3.2.15.1 | Each type of Clamps and Fittings (20% of total supplied or min. 3 nos., whichever is higher for each type) |  | 1 | lot
3.2.16 | Surveillance system
3.2.16.1 | Bullet camera |  | 5 | Nos
3.2.16.2 | Dome camera |  | 3 | Nos
3.2.16.3 | Access switch |  | 3 | Nos
3.2.16.4 | Ethernet lightning arrester |  | 10 | Nos
3.2.16.5 | Sfp modules |  | 0 | Nos
3.2.16.6 | SPD type 1 |  | 2 | Nos
3.2.16.7 | SPD type 2 |  | 2 | Nos
3.2.17 | Testing instruments / special tools for operation and maintenance
3.2.17.1 | SF6 Gas Treatment Plant For Gas Filling, Recovery, Evacuation, Filtering, Drying and Storage with necessary accessories (DILO) |  | 1 | sets
3.2.17.2 | SF6 gas cylinder with valve (50kg) |  | 2 | Nos
3.2.17.3 | Handheld SF6 gas leakage detector (alarm with proportional sound pitch) |  | 1 | sets
3.2.17.4 | Infrared type SF6 gas leakage detector (FLIR) |  | 1 | sets
3.2.17.5 | Dew point Meter (DILO) |  | 0 | sets
3.2.17.6 | SF6 Multi-Analyser for measurement of %SF6, Moister and SO2 concetration |  | 0 | sets
3.2.17.7 | Contact resistance measurement test set (suitable for measurement down to 1 µ ohm at 10A d.c.) |  | 1 | sets
3.2.17.8 | 5kV insulation resistance test set (range 0.5 –1.0 - 2.5 - 5 kV) |  | 1 | sets
3.2.17.9 | Thermovision Camera (FLIR) |  | 1 | sets
3.2.17.10 | Oil Insulation Tester (Breakdown voltage) |  | 1 | sets
3.2.17.12 | Mulitmeter (Fluke/Megger) |  | 0 | Nos
3.2.17.13 | Clamp mA meter (both AC & DC) |  | 0 | Nos
3.2.17.14 | Portable LA leakage current meter (3rd harmonic) |  | 0 | Nos
3.2.18 | General tools for maintenance work
3.2.18.1 | Set of General Tools |  | 0 | sets
3.2.19 | Heavy duty equipment / tools maintenance work
3.2.19.1 | Set of Heavy duty equipment / tools |  | 0 | sets
3.2.20 | Other equipment / tools
3.2.20.1 | Set of other equipment / tools |  | 0 | sets
3.2.21 | General equipment
3.2.21.1 | Desktop PC for Substation incharge. Min. Spec: i7 latest gen processor, 16 GB RAM, 1 TB SSD, 24" 1080p IPS LED Monitor, 1500VA UPS, Mulifunction B/W printer/scanner with ADF, keyboard, mouse, etc. |  | 1 | set
Total of Section-3
(Carried to Schedule-5:Grand summary)
SECTION-IV | Additional Services (Please refer to Schedule 4)
TOTAL OF SCHEDULE NO.1 (To be indicated in Schedule No.5 Ground Summary)
Name of Bidder
Signature of Bidder
Notes:
Due to decrease or increase of any quantity mentioned above in unit "sets, nos., m, m², m³, liter, kg " during execution stage, the payment shall be at actual basis.
"-" Dash means included
¹ Bidders shall enter a code representing the country of origin of all imported plant and equipment.
2 Specify currency in accordance with Bid Data Sheet 19.1
Country of Origin Declaration Form
Item | Description | Code | Country

## Schedule - 2
Schedules of Rates and Prices
Schedule No. 2. Plant and Mandatory Spare Parts Supplied from Within the Employer's Country
Item | Description | Qty. (1) | Unit | Foreign Currency (in……….) |  | Local Currency (in BDT)
|  |  |  | EXW Unit Price1 | EXW Total Price1 | EXW Unit Price | EXW Total Price
|  |  |  | (2) | (1) x (2) | (3) | (1) x (3)
SECTION-I | Bay extension at 230kv indoor GIS Substation at Nutan Bidyut Power Plant in Borhanuddin, Bhola.
1A | 400kV GIS Switchyard
Deleted.
1B | 245kV GIS Switchyard, structures & connections
245kV Indoor Type Gas Insulated Switchgear (GIS)
1B1 | 245kV GIS complete diameter (Line & Line combination) with Local Control Cubicle and support structure | 1 | nos.
1B2 | Deleted. | 0 | lot
1B3 | Gas Insulated Line (GIL) including Gas/Air bushings for 245kV GIS connection with necessary connecting terminal chambers including support structures
1B.3.1 | For 245kV 1600A, 40kA/3s Circuits from 245kV transmission Lines to 245kV GIS (single phase length) | 710 | meter
1B.3.2 | 245kV 1600A, 40kA/3s Gas/Air bushings | 6 | nos.
1B4 | Portable Partial Discharge analyzer for GIS | 0 | set
245kV Air Insulated Switchgear (AIS)
1B5 | 196kV rated voltage, 160kV(rms) continuous operating voltage at 50°C 10kA, 50Hz, Heavy duty class, metal oxide type, single phase surge arresters with surge counter | 6 | nos.
1B6 | Stranded, flexible conductors, fittings, clamps, connectors including other accessories for each connection as required for completing 230kV GIS Switchyard and AIS line connections.
1B6.1 | Flexible Conductor, clamps & connectors for Jumper & equipment Connection
1B6.1.1 | _Flexible Conductor for jumper, equipment connections | 1 | lot
1B6.1.2 | _Clamps & Connectors | 1 | lot
1B6.2 | Insulator & Fittings
1B6.2.1 | _Insulator | 1 | lot
1B6.2.2 | _Fittings | 1 | lot
1B6.3 | Steel structures & cable tray
1B6.3.1 | _Gantry Column with signle beam including nut&bolts | 3 | nos.
1B6.3.2 | _Gantry Column with double beam including nut&bolts | 0 | nos.
1B6.3.3 | _Gantry beam including nut&bolts | 2 | nos.
1B6.3.4 | _Equipment support structures including nut&bolts
1B6.3.4.1 | LA | 6 | nos.
1B6.3.5 | _Cable tray including fitting, fixing accessories | 1 | lot
1C | 145kV GIS Switchyard, structures & connections
Deleted.
1D | 36kV Switchgears and Connections with Auto Transformer & Earthing/ Auxiliary Transformers
Deleted.
1E | Power Transformers and Earthing/Auxiliary Transformers
Deleted.
1F | Neutral earthing equipment:
Deleted.
1G | Earthing /Auxiliary transformers
Deleted.
1H | Control, Protection, Substation Automation and Metering
230kV Circuits
1H1 | Control, Monitoring, Protection including event recording function for new line circuits - Char Fasson 1&2 | 2 | sets
1H2 | Upgradation/extension of existing Substation Automation System for new line circuits - Char Fasson 1&2 | 1 | lot
1H3 | Upgradation/extension of existing busbar protection system for 245kV system | 1 | lot
1H4 | Tariff metering system for two (2) new 230kV lines | 1 | lot
1H5 | Extension of existing Digital Fault and Disturbance recorder (DFDR) to include complete monitoring of the new diameter | 1 | lot
1I | Fiber Optic Multiplexer Euipment for Communication and Protection
1I1 | Complete set of design, supply, installation and commissioning of Fiber optic multiplexer equipment | 1 | lot
1I2 | Fibre Optic cable and termination box | 1 | lot
1I3 | PLC Equipment | 0 | lot
1J | Multicore Low Voltage Power & Control Cables
1J1 | Multicore low voltage power and control cables for control, protection, metering, monitoring and L/V power circuits | 1 | lot
1K | Batteries, chargers & DC distribution
1K1 | Upgradation / extension of existing of 220V DC Distribution Board to power DC load of the new diameter | 1 | lot
1K2 | 48V Ni-cad Batteries with chargers and distribution board
1K2.1 | 48V Ni-cad Batteries, 200Ah @ 5h | 1 | sets
1K2.2 | Battery chargers | 1 | sets
1K2.3 | DC Distribution Board | 1 | sets
1L | LVAC Distribution
1L1 | Upgradation / extension of existing of LVAC system including necessary accessories for substation services | 1 | lot
1M | Civil Works, Building and Foundation | Please refer to Schedule 4
1M1 | Complete design, supply and construction of all civil items required for the outdoor works including but not limited to filling / cutting soil and leveling up to finished level and within property line suitable for 230kV GIS & AIS switchyards at Nutan Bidyut CCPP area
1M2* | Complete civil items required for outdoor works
1M2.1 | Outdoor gantry foundation 230kV switchyard
1M2.1.1 | Gantry column
1M2.2 | Outdoor equipment foundation 230kV switchyard
1M2.2.1 | LA
1M2.3 | Chain link fencing (including gates)
1M2.4 | Internal roads (2 m wide)
1M2.4.1 | Dismantling & removal of existing road
1M2.4.2 | Construction of new road
1M2.5 | Drainage system including connection to existing drainage | Please refer to Schedule 4
1M2.6 | Gravelling in switchyard area
1M3 | Modification work at existing GIS hall and other adjacent rooms for the full accommodation of new diameter equipment including GIL entry, cabling laying, connections etc.
1M4 | Upgradation/extension of existing fire alarm & fighting system
* actual payment shall be as per actual work at site
** one set includes foundation for three phases of a circuit
1N | Building Lighting, Small Power, Air Conditioning and Ventilation
1N1 | Complete design, supply, installation and commissioning of equipment to provide lighting, LV power supply, air conditioning system (split type, 4.5 Ton each), ventilation system and emergency DC lighting for the substation GIS & Control room buildings, auxiliary & other houses (air cooling system shall be double of the actual requirement). | 1 | lot
1O | Switchyard Lighting
1O1 | Upgradation/extension of existing lighting sytem to provide lighting (flood light LED type) for new AIS switchyard | 1 | lot
1P | Earthing and Lightning Protection
1P1 | Earthing and Lightning Protection for new AIS switchyard & new GIS equipments in the GIS room | 1 | lot
1Q | 230kV, 132kV, 33kV cables & associated structures
Deleted.
1R | SCADA system for Telecontrol and Telemetering
1R1 | Complete SCADA hardware & software | 1 | lot
Total of Section-1
(Carried to Schedule-5:Grand summary)
SECTION-II | Char Fasson 230/33kV Gas Insulated Substation
2A | 400kV GIS Switchyard
Deleted.
2B | 245kV GIS Switchyard, structures & connections
245kV Indoor Type Gas Insulated Switchgear (GIS)
2B1 | 245kV GIS Double Busbar, 230kV Line Feeder Bay with Local Control Cubicle and support structure | 2 | nos.
2B2 | 245kV GIS Double Busbar, 230kV Transformer Bay with Local Control Cubicle and support structure | 2 | nos.
2B3 | 245kV GIS Double Busbar, 245kV Bus Coupler Bay with Local Control Cubicle and support structure | 1 | nos.
2B4 | 245kV GIS Busbar, 245kV Bus Section Bay with Local Control Cubicle and support structure | 0 | nos.
2B5 | 245kV GIS Double Busbar , 245kV Bus VT & Busbar HSES circuit Bay with Local Control Cubicle and support structure | 1 | nos.
2B6 | Gas Insulated Line (GIL) including Gas/Air bushings for 245kV GIS connection with necessary connecting terminal chambers including support structures
2B.6.1 | For 3150A Circuits from 245kV transmission Lines to 245kV GIS and 230/33kV Transformer to 245kV GIS (single phase length) | 773 | meter
2B.6.2 | 245kV 3150A, 40kA/3s Gas/Air bushings | 12 | nos.
2B7 | Portable Partial Discharge analyzer for GIS | 1 | set
245kV Air Insulated Switchgear (AIS)
2B8 | 196kV rated voltage, 160kV(rms) continuous operating voltage at 50°C 10kA, 50Hz, Heavy duty class, metal oxide type, single phase surge arresters with surge counter | 12 | nos.
2B9 | Stranded, flexible conductors, fittings, clamps, connectors including other accessories for each connection as required for completing 230kV GIS Switchyard and Transformer connections.
2B9.1 | Flexible Conductor, clamps & connectors for Jumper & equipment Connection
2B9.1.1 | _Flexible Conductor for jumper, equipment connections | 1 | lot
2B9.1.2 | _Clamps & Connectors | 1 | lot
2B9.2 | Insulator & Fittings
2B9.2.1 | _Insulator | 1 | lot
2B9.2.2 | _Fittings | 1 | lot
2B9.3 | Steel structures & cable tray
2B9.3.1 | _Gantry Column with signle beam including nut&bolts | 9 | nos.
2B9.3.2 | _Gantry Column with double beam including nut&bolts | 0 | nos.
2B9.3.3 | _Gantry beam including nut&bolts | 6 | nos.
2B9.3.4 | _Equipment support structures including nut&bolts
2B9.3.4.1 | LA | 12 | nos.
2B9.3.5 | _Cable tray including fitting, fixing accessories | 0 | lot
2C | 145kV GIS Switchyard, structures & connections
Deleted.
2D | 36kV Switchgears and Connections with Auto Transformer & Earthing/ Auxiliary Transformers
36kV Air Insulated Switchgear (AIS)
2D1 | 30kV rated voltage, 25kV(rms) continuous operating voltage at 50°C, 10kA nominal discharge current, 50Hz, gapless metal oxide type, single phase surge arresters with surge counters. | 18 | nos.
2D2 | Single-phase, 2-secondary windings (33,000/√3 / 110/√3 / 110/√3V, 30VA/30VA, Class 3P/0.2) 36kV, 40kA/3sec, 50Hz, 170kVp BIL, inductive voltage transformers | 6 | nos.
2D3 | 36kV Disconnector
2D3.1 | 36kV, 2500A, 40kA/3sec, 50Hz, 170kVp BIL, single horizontal break, post type, disconnector with earth switch (DS & ES both motor operated) for 36kV AIS incomer | 4 | sets
2D3.2 | 36kV, 630A, 31.5kA/3sec, 50Hz, 170kVp BIL, single horizontal break, post type, disconnector (motor operated) with fuse for 36/.4kV auxiliary transformer bay | 2 | sets
2D4 | Current transformer 36 kV, single-phase, 4-cores (Core 1&2: 3200-1600/1A, Class: 5P20; Core 3&4: 3200-1600/1A, Class: 0.2S) 40 kA / 3 sec, 50 Hz, 170/70 kV BIL, post type current transformer. | 6 | nos.
2D5 | 36kV, 2500A, 40kA/3sec, 50Hz, SF6/VCB circuit breaker with spring-stored energy operating mechanism | 2 | sets
2D6 | One (1) lot of stranded, flexible TACSR conductors, insulators, fittings, clamps, connectors, steel structures, cable trays, etc. including other accessories for each connection as required for completing 36kV AIS Switchyard and Transformer connections.
2D6.1 | Flexible Conductor, clamps & connectors for Jumper & equipment Connection, Copper bus | 1 | lot
2D6.2 | Insulator & Fittings | 1 | lot
2D6.3 | Steel structures & cable tray
2D6.3.1 | _Gantry Column with signle beam including nut&bolts | 0 | nos.
2D6.3.2 | _Gantry Column with double beam including nut&bolts | 0 | nos.
2D6.3.3 | _Gantry beam including nut&bolts | 0 | nos.
2D6.3.4 | _Equipment support structures including nut&bolts
2D6.3.4.1 | For 33kV incomer-
2D6.3.4.1.1 | Structure for LA, copper plate, cable termination | 4 | set
2D6.3.4.1.2 | VT | 2 | set
2D6.3.4.1.3 | DS/ES | 4 | set
2D6.3.4.1.4 | CT | 2 | set
2D6.3.4.1.5 | CB | 2 | set
2D6.3.4.1.6 | Marshalling Kiosk | 2 | set
2D6.3.4.2 | For 33kV auxiliary feeder-
2D6.3.4.2.1 | Structure for LA, copper plate, cable termination | 2 | set
2D6.3.4.2.2 | DS/ES with fuse | 2 | set
2D6.3.5 | _Cable tray including fitting, fixing accessories | 1 | lot
2E | Power Transformers and Earthing/Auxiliary Transformers
2E.1 | 230/33 kV, 120/140 MVA (ONAN/ONAF), Dyn1 three phase outdoor type transformers | 2 | nos.
2E.2 | Complete design, supply, delivery, installation, testing and commissioning of Water Spray type Fire Protection System for 230/33kV Transformers | 1 | lot
2F | Neutral Earthing Equipment.
Deleted.
2G | Earthing /Auxiliary transformers
2G1 | Auxiliary power transformer 33/0.415 kV, 300 kVA, Dyn11, ONAN, oil immersed, three phase, outdoor, with off-load tap changer; with single phase, 2-core current transformers in all bushings, including all necessary connections & support structures. | 2 | nos.
2H | Control, Protection, Substation Automation and Metering
230kV Circuits
2H1 | Control, Monitoring, Protection & Substation Automation System including event recording function for line circuits - 230kV Nutan Bidyut 1&2 | 2 | sets
2H2 | Control, Monitoring, Protection & Substation Automation System including event recording function for 120/140MVA, 230/33kV, three phase, power transformer circuits including transformer tap changer control, fan control & AVR | 2 | sets
2H3 | Control, Monitoring, Protection & Substation Automation System including event recording function for 230kV bus coupler bays | 1 | sets
2H4 | Control, Monitoring, Protection & Substation Automation System including event recording function for 230kV bus section bays | 0 | sets
2H5 | Busbar protection system for 245kV system | 1 | lot
2H6 | Tariff metering for 230kV system | 1 | lot
2H7 | Digital Fault and Disturbance recorder (DFDR) to monitor complete substation (230kV & 33kV) | 1 | lot
33kV Station Power System
2H8 | Control, Monitoring, Protection & Substation Automation System including event recording function for 33kV incomer circuits of 230/33kV transformer | 2 | sets
2H9 | Control, Monitoring, Protection & Substation Automation System including event recording function for auxiliary transformer bays | 2 | sets
2H10 | Tariff metering panel for 33kV system | 1 | lot
2I | Fiber Optic Multiplexer Euipment for Communication and Protection
2I1 | Complete set of design, supply, installation and commissioning of Fiber optic multiplexer equipment | 1 | lot
2I2 | Fibre Optic cable and termination box | 1 | lot
2I3 | PLC Equipment | 0 | lot
2I4 | PABX system | 1 | lot
2J | Multicore Low Voltage Power & Control Cables
2J1 | Multicore low voltage power and control cables for control, protection, metering, monitoring and L/V power circuits | 1 | lot
2K | Batteries, chargers & DC distribution
2K1 | 110V Ni-cad Batteries with chargers and distribution boards
2K1.1 | 110V Ni-cad Batteries, 400Ah @ 5h | 2 | sets
2K1.2 | Battery chargers | 2 | sets
2K1.3 | DC Distribution Board | 2 | sets
2K1.4 | 3kVA, 240V, 50Hz UPS powered from 110V DC distribution board & AC distribution board for Substation Automation System | 2 | sets
2K1.5 | Insulation Monitoring system for complete DC system | 2 | sets
2K2 | 48V Ni-cad Batteries with chargers and distribution board
2K2.1 | 48V Ni-cad Batteries, 200Ah @ 5h | 2 | sets
2K2.2 | Battery chargers | 2 | sets
2K2.3 | DC Distribution Board | 1 | sets
2K2.4 | Insulation Monitoring system for complete DC system | 2 | sets
2L | LVAC Distribution
2L1 | LVAC Panles including necessary accessories for substation services | 1 | lot
2L2 | Tariff meters for LV system | 4 | Nos
2L3 | Scissor Lift: Battery type for min. two persons. Maximum working high greater than 10m | 1 | sets
2L4 | Electroscopes for 230kV & 33kV voltage levels ( 2 sets for each volate levels) | 4 | sets
2L5 | Complete equipment shall be designed, supplied, delivered, in-stalled, tested and commissioned of 175kVAR automatic power factor correction (PFC) Panel | 1 | lot
2L6 | Diesel Generator with capacity of 250kW | 1 | sets
2M | Civil Works, Building and Foundation | Please refer to Schedule 4
2M1* | Complete land development
2M1.1 | Complete compacted land development with carried/dredged earthfilling including approach road
2M1.2 | Slpoe protection
2M1.2.1 | Slpoe (1V:2H) protection with turfing
2M2 | Complete design, supply and construction of all civil items required for the outdoor works including but not limited to filling / cutting soil and leveling up to finished level and within property line suitable for 230kV GIS & 33kV AIS switchyards at existing substaion.
2M3* | Complete civil items required for outdoor works
2M3.1 | Outdoor gantry foundation 230kV switchyard
Gantry column
2M3.2 | Outdoor equipment foundation 230kV switchyard
LA
2M3.3 | Outdoor equipment foundation 33kV switchyard
2M3.3.1 | For 33kV incomer-
2M3.3.1.1 | Structure for LA, copper plate, cable termination
2M3.3.1.2 | VT
2M3.3.1.3 | DS/ES
2M3.3.1.4 | CT
2M3.3.1.5 | CB
2M3.3.1.6 | Marshalling Kiosk
2M3.3.2 | For 33kV auxiliary feeder-
2M3.3.2.1 | Structure for LA, copper plate, cable termination
2M3.3.2.2 | DS/ES with fuse
2M3.4 | Transformer foundation including oil pit for 230/33kV, 120/140MVA Transformer
2M3.5 | Blast wall for 230/33kV, 120/140MVA Transformer
2M3.6 | Transformer foundation for 300kVA auxiliary transformer
2M3.7 | Security boundary wall for overall plant | Please refer to Schedule 4
2M3.8 | Substation main gate
2M3.9 | Chain link fencing with gates
2M3.10 | Approach road (pavement width 6m)
2M3.11 | Internal roads:
2M3.11.1 | 6m wide road:
2M3.11.2 | 4.5m wide road
2M3.11.3 | 3m wide road
2M3.11.4 | 1.5m walk way
2M3.12 | Cable Trench with soak pit
2M3.12.1 | For control cable of 33kV incomer AIS & 33kV power cable to auxiliary Tx.
2M3.12.2 | For .4kV power cable from auxiliary Tx bay to GIS building
2M3.13 | Surface drain around the substation
2M3.14 | Whole substation surface finishing with drainage system including outlet & a network of water pits connected with pipes throughout the substation (excluding surface drain)
2M3.15 | Gravel surfacing & gravel laying
2M3.16 | Guard house
2M3.17 | Sentry post
2M3.18 | Open store yard including chain link fence, surface drain & gate
2M3.19 | RCC box culvert
2M3.20 | Property line demarkation
2M3.21 | Septic tank and soakpit
2M3.22 | Pump shed including deep tubewell, motor, pump, water reservoir, water pipe line, electrical connetion etc.
2M3.23 | Car port
2M4.1 | Complete civil works for 230kV indoor GIS building including protection & metering room, battery room etc. (3 STORIED)
2M4.1.1 | Foundation works
2M4.1.2 | Super structures
2M4.1.3 | All finish works like rendering, painting, water supply, sanitary, floor finish, furniture, etc. | Please refer to Schedule 4
2M4.1.4 | Complete EOT crain system in GIS room (minimum 7 Ton)
2M4.1.5 | Elevator system (capacity: minimum 6 people)
2M4.2 | Complete civil works for Dormitory cum Indoor Store cum Staff Room (3 STORIED)
2M4.2.1 | Foundation works
2M4.2.2 | Super structures
2M4.2.3 | All finish works like rendering, painting, water supply, sanitary, floor finish, furniture, etc.
2M4.3 | Complete civil works for Ansar Barack including foundations, super structures & all finish works like rendering, painting, water supply, sanitary, floor finish, furniture, etc. (1 STORIED)
2M5 | Complete design, supply and construction of all civil items and facilities required for Water Spray type Fire Protection System for transformers
2M6 | Complete design, supply and construction of all civil items and facilities required for Diesel Generator room
2M7 | Testing of Foundation on random basis.
2M7.1 | Compression Test of pile
2M7.2 | Uplift Test of pile
2M8 | Fire alarm & fire fighting system for other areas
* actual payment shall be as per actual work at site
** one set includes foundation for three phases of a circuit
2N | Building Lighting, Small Power, Air Conditioning and Ventilation
2N1 | Complete design, supply, installation and commissioning of equipment to provide lighting, LV power supply, air conditioning system, ventilation system and emergency DC lighting for the substation GIS & Control room buildings, auxiliary & other houses (air cooling system shall be double of the actual requirement). | 1 | lot
2N2 | Complete equipment shall be designed, supplied, delivered, in-stalled, tested and commissioned of surveillance system with IP cameras, NVRs, optical fibre, cat6 cables, switches, indoor & outdoor cabinets, lightning protection systems, power cables and other accessories to complete surveillance system of the substation
2N2.1 | Bullet camera | 24 | Nos
2N2.2 | Dome camera | 8 | Nos
2N2.3 | 32 channel NVR | 1 | Nos
2N2.4 | Access switch | 1 | lot
2N2.5 | Core switch | 1 | lot
2N2.6 | 32" LED TV | 1 | Nos
2N2.7 | Fiber Optic Cable (6 core Single mode, Armored) | 1 | lot
2N2.8 | CAT6 Network Cable (STP Type) | 1 | lot
2N2.9 | Power Cable-NYFGBY | 1 | lot
2N2.10 | uPVC pipes & fittings, Surveillance Cabinet, 22U rack, Offline UPS, poles, MDB, SDB, ethernet LA, SPD & other necessary accessories | 1 | lot
2O | Switchyard Lighting
2O1 | Complete set of design, supply, installation and commissioning of equipment to provide lighting (flood light LED type) for security, roadway, switchyard and emergency DC lighting at strategic locations for equipment operation and inspection. | 1 | lot
2P | Earthing and Lightning Protection
2P1 | Earthing system for the substation | 1 | lot
2P2 | Lightning protection system for the substation | 1 | lot
2P3 | portable (maintenance) earthing equipment devices with connectors and telescopic glass fibre operating pole | 4 | sets
2Q | 230kV, 132kV, 33kV cables & associated structures
2Q1 | complete equipment shall be designed, supplied, delivered, in-stalled, tested and commissioned of 36kV, 800mm2, 31.5kA/ 3 sec, 50Hz, 170/70 kV BIL, single phase XLPE cable (single phase length) | 713 | meter
2Q2 | complete equipment shall be designed, supplied, delivered, in-stalled, tested and commissioned of 36kV, 31.5kA/ 3 sec, 50Hz, 170/70 kV BIL, appropriate current capacity heat sinkable cable termination kits & associated support structures for single phase XLPE cable. | 12 | nos
2Q3 | complete equipment shall be designed, supplied, delivered, in-stalled, tested and commissioned of .415kV, 185mm2, 15kA/ 3 sec, 50Hz, 45/25 kV BIL, single phase XLPE cable. (single phase length) | 476 | meter
2Q4 | complete equipment shall be designed, supplied, delivered, in-stalled, tested and commissioned of .415kV, 15kA/ 3 sec, 50Hz, 45/25 kV BIL, appropriate current capacity heat sinkable cable termination kits & associated support structures for single phase XLPE cable. | 12 | nos
2R | SCADA system for Telecontrol and Telemetering
2R1 | Complete SCADA hardware & software | 1 | lot
Total of Section-2
(Carried to Schedule-5:Grand summary)
SECTION-III | Mandatory Spares, Erection & Test Equipment
3.1 | Nutan Bidyut PP (245kV)
3.1.1 | 245kV Gas Insulated Switchgear
3.1.1.1 | Operating mechanism of Circuit Breaker (1 Nos for each type of offered CB) | 1 | lot
3.1.1.2 | Operating mechanism of 3 position DS-ES (1 Nos for each type of offered DS-ES) | 0 | lot
3.1.1.3 | Operating mechanism of FES (1 Nos for each type of offered FES) | 1 | lot
3.1.1.4 | Operating mechanism of ES (1 Nos for each type of offered ES) | 0 | lot
3.1.1.5 | Operating mechanism of DS (1 Nos for each type of offered DS) | 1 | sets
3.1.1.6 | Each type of auxiliary contacts unit | 1 | sets
3.1.1.7 | Surge arrester (GIS) | 0 | nos.
3.1.1.8 | Surge arrester (AIS) | 3 | nos.
3.1.1.9 | Complete Voltage transformer module | 1 | nos.
3.1.1.10 | Complete Current transformer module | 0 | nos.
3.1.1.11 | Closing coils | 4 | nos.
3.1.1.12 | Tripping coils | 8 | nos.
3.1.1.13 | Motor for circuit breaker operating mechanism | 1 | nos.
3.1.1.14 | Motor for disconnector drive | 1 | nos.
3.1.1.15 | Coils for Blocking magnet in disconnector drive | 0 | nos.
3.1.1.16 | Gas pressure monitor with gauge and pressure switch | 3 | nos.
3.1.1.17 | Deleted. | 0 | sets
3.1.1.18 | Pressure Relief Device | 1 | nos.
3.1.1.19 | Supporting insulator | 0 | nos.
3.1.1.20 | Barrier insulator or gas tight barrier | 0 | nos.
3.1.1.21 | Expansion bellows | 0 | nos.
3.1.1.22 | Rubber gaskets “O” rings and seals for SF6 gas | 0 | lot
3.1.1.23 | All types of control valves for SF6 gas | 0 | lot
3.1.1.24 | SF6 gas cylinders - 45 kg | 0 | nos.
3.1.2 | 36kV AIS Switchgears (incomer & auxiliary bay) | Deleted.
3.1.3 | Protection and Control
3.1.3.1 | Protection relay (Line distance protetion relay) | 1 | nos.
3.1.3.2 | Bay unit for bus protection relay | 1 | nos.
3.1.3.3 | Each type of Tripping relays | 1 | lot
3.1.3.4 | Each type of Auxiliary relays | 3 | sets
3.1.3.5 | Each type of Trip circuit supervision relays | 1 | sets
3.1.3.6 | Bay Control Unit | 1 | nos
3.1.3.7 | Relay Test Block & socket | 2 | sets
3.1.3.8 | Each type of Switch (used in SAS) | 0 | sets
3.1.3.9 | Each type of MCB | 1 | sets
3.1.3.10 | Each type of Lamps | 5 | sets
3.1.3.11 | Heater | 5 | nos.
3.1.3.12 | Humidity Sensors | 5 | nos.
3.1.3.13 | Thermostat | 5 | nos.
3.1.3.14 | Annunciator bulbs | 5 | nos.
3.1.3.15 | Bulbs for discrepancy switches | 5 | nos.
3.1.3.16 | Multifunction Meter | 2 | nos.
3.1.3.17 | Tariff/Energy Meter | 1 | nos.
3.1.3.18 | Deleted. | 0 | set
3.1.4 | DC & Charger Equipment (48 v)
3.1.4.1 | Each type of Card (example: control card etc.) | 1 | nos.
3.1.4.2 | Battery MCB/MCCB | 1 | nos.
3.1.4.3 | DC board incoming MCCB | 1 | nos.
3.1.4.4 | Outgoing MCBs | 2 | nos.
3.1.4.5 | Each type of fuse | 1 | set
3.1.5 | LVAC Equipment | Deleted.
3.1.6 | Power, Control and Auxiliary Cables
3.1.6.1 | Control Cables, 200m of each type | 0 | lot
3.1.6.2 | LV cables, 200m of each type | 0 | lot
3.1.6.3 | Other cables (communication, etc.), 100m of each type | 0 | lot
3.1.7 | Transformers and Shunt Reactor | Deleted.
3.1.8 | Earthing / Auxiliary Transformer | Deleted.
3.1.9 | Shunt Reactor | Deleted.
3.1.10 | Instruments for Communication & SCADA | Deleted.
3.1.11 | Post Type Insulator
3.1.11.1 | For 245kV | 0 | nos.
3.1.12 | Gas Insulated Line (GIL)
3.1.12.1 | 245kV, 1600A, GIL (with necessary bellow & angle joint) | 0 | m
3.1.13 | Disc Insulator
3.1.13.1 | Each type of Disc Insulator | 0 | nos.
3.1.14 | Conductor
3.1.14.1 | TACSR conductor | 0 | m
3.1.15 | Clamp and Fitting
3.1.15.1 | Each type of Clamps and Fittings (20% of total supplied or min. 3 nos., whichever is higher for each type) | 1 | lot
3.1.16 | Testing instruments / special tools for operation and maintenance
3.1.16.1 | SF6 Gas Treatment Plant For Gas Filling, Recovery, Evacuation, Filtering, Drying and Storage with necessary accessories | 0 | sets
3.1.16.2 | SF6 gas cylinder with valve (50kg) | 0 | sets
3.1.16.3 | Handheld SF6 gas leakage detector (alarm with proportional sound pitch) | 0 | sets
3.1.16.4 | Infrared type SF6 gas leakage detector (FLIR) | 0 | sets
3.1.16.5 | SF6 Multi-Analyser for measurement of %SF6, Moister and SO2 concetration | 0 | sets
3.1.16.6 | Contact resistance measurement test set (suitable for measurement down to 1 µ ohm at 10A d.c.) | 0 | sets
3.1.16.7 | 5kV insulation resistance test set (range 0.5 –1.0 - 2.5 - 5 kV) | 0 | sets
3.1.16.8 | Thermovision Camera (FLIR) | 0 | sets
3.2 | Char Fasson 230/33kV Substation
3.2.1 | 245kV Gas Insulated Switchgear
3.2.1.1 | Operating mechanism of Circuit Breaker (1 Nos for each type of offered CB) | 1 | lot
3.2.1.2 | Operating mechanism of 3 position DS-ES (1 Nos for each type of offered DS-ES) | 1 | lot
3.2.1.3 | Operating mechanism of FES (1 Nos for each type of offered FES) | 1 | lot
3.2.1.4 | Operating mechanism of ES (1 Nos for each type of offered ES) | 1 | lot
3.2.1.5 | Operating mechanism of DS (1 Nos for each type of offered DS) | 0 | sets
3.2.1.6 | Each type of auxiliary contacts unit | 1 | sets
3.2.1.7 | Surge arrester (GIS) | 0 | nos.
3.2.1.8 | Surge arrester (AIS) | 6 | nos.
3.2.1.9 | Complete Voltage transformer module | 1 | nos.
3.2.1.10 | Complete Current transformer module | 0 | nos.
3.2.1.11 | Closing coils | 4 | nos.
3.2.1.12 | Tripping coils | 8 | nos.
3.2.1.13 | Motor for circuit breaker operating mechanism | 1 | nos.
3.2.1.14 | Motor for disconnector drive | 1 | nos.
3.2.1.15 | Coils for Blocking magnet in disconnector drive | 0 | nos.
3.2.1.16 | Gas pressure monitor with gauge and pressure switch | 3 | nos.
3.2.1.17 | Deleted. | 0 | sets
3.2.1.18 | Pressure Relief Device | 1 | nos.
3.2.1.19 | Supporting insulator | 0 | nos.
3.2.1.20 | Barrier insulator or gas tight barrier | 0 | nos.
3.2.1.21 | Expansion bellows | 0 | nos.
3.2.1.22 | Rubber gaskets “O” rings and seals for SF6 gas | 0 | lot
3.2.1.23 | All types of control valves for SF6 gas | 0 | lot
3.2.1.24 | SF6 gas cylinders - 45 kg | 0 | nos.
3.2.2 | 36kV AIS Switchgears (incomer & auxiliary bay)
3.2.2.1 | 36kV Circuit Breaker | 1 | sets
3.2.2.2 | 36kV Disconnector Switch | 1 | sets
3.2.2.3 | 36kV Disconnector Switch with Fuse | 1 | sets
3.2.2.4 | Deleted. | 0 | nos.
3.2.2.5 | 36kV Load Beak Switch with fuse | 0 | sets
3.2.2.6 | 36kV IVT (same as offered type) | 3 | nos.
3.2.2.7 | 36kV Current Transformer (same as offered type) | 3 | nos.
3.2.2.8 | 30kV Surge Arrester | 3 | nos.
3.2.2.9 | Motor for circuit breaker operating mechanism | 1 | nos.
3.2.2.10 | Motor for disconnector drive | 0 | nos.
3.2.2.11 | Closing coils for CB | 3 | nos.
3.2.2.12 | Tripping coils for CB | 6 | nos.
3.2.2.13 | Contactors, relays, selector switches, push buttons, counters, heaters, humidity sensors etc., in motor drive mechanism and control cubicle (3 nos. for each type) | 1 | lot
3.2.3 | Control, Protection, SAS, Metering & DFDR
3.2.3.1 | Protection relay (Line distance & transformer protection relay) | 1 | nos.
3.2.3.2 | Bay unit for bus protection relay | 2 | nos.
3.2.3.3 | Each type of Tripping relays | 1 | lot
3.2.3.4 | Each type of Auxiliary relays | 3 | sets
3.2.3.5 | Each type of Trip circuit supervision relays | 1 | sets
3.2.3.6 | Bay Control Unit | 1 | nos
3.2.3.7 | Relay Test Block & socket | 2 | sets
3.2.3.8 | Each type of Switch (used in SAS) | 1 | sets
3.2.3.9 | Each type of MCB | 1 | sets
3.2.3.10 | Each type of Lamps | 5 | sets
3.2.3.11 | Heater | 10 | nos.
3.2.3.12 | Humidity Sensors | 10 | nos.
3.2.3.13 | Thermostat | 10 | nos.
3.2.3.14 | Annunciator bulbs | 10 | nos.
3.2.3.15 | Bulbs for discrepancy switches | 10 | nos.
3.2.3.16 | Multifunction Meter | 5 | nos.
3.2.3.17 | Tariff/Energy Meter | 2 | nos.
3.2.3.18 | Deleted. | 0 | set
3.2.4 | DC & Charger Equipment (for both 110v & 48v)
3.2.4.1 | Each type of Card (example: control card etc.) | 1 | nos.
3.2.4.2 | Battery MCB/MCCB | 1 | nos.
3.2.4.3 | DC board incoming MCCB | 1 | nos.
3.2.4.4 | Outgoing MCBs | 5 | nos.
3.2.4.5 | Each type of fuse | 1 | set
3.2.5 | LVAC Equipment
3.2.5.1 | 3-phase set LVAC board incoming ACB/MCCB | 1 | nos.
3.2.5.2 | 3-phase sets outgoing MCCBs | 5 | nos.
3.2.5.3 | 1-phase sets outgoing MCBs | 12 | nos.
3.2.6 | Power, Control and Auxiliary Cables
3.2.6.1 | Power Cables (36kV), 300m of each type | 0 | lot
3.2.6.2 | Control Cables, 200m of each type | 0 | lot
3.2.6.3 | LV cables, 200m of each type | 0 | lot
3.2.6.4 | Other cables (communication, etc.), 100m of each type | 0 | lot
3.2.7 | Transformers
3.2.7.1 | Transformer
3.2.7.2 | 245kV bushings | 2 | nos
3.2.7.3 | Neutral Bushing | 1 | nos
3.2.7.4 | 36kV Bushing | 1 | nos
3.2.7.5 | Set of gaskets | 1 | set
3.2.7.6 | Complete WTI | 1 | set
3.2.7.7 | Complete OTI | 1 | set
3.2.7.8 | Set of Silica gel breather | 0 | nos
3.2.7.9 | Buchholz relay | 1 | nos
3.2.7.10 | Set of tap changer diverter switch | 0 | nos
3.2.7.11 | Tap changer control mechanism motor | 1 | nos
3.2.7.12 | Transformer oil 200 litter barrel | 20 | nos.
3.2.7.13 | Water Spray Fire Protection System for Transformers
3.2.7.13.1 | Water spray nozzles | 0 | nos
3.2.7.13.2 | Relase sprinklers | 0 | nos
3.2.7.13.3 | Set of internal parts of deluge valve | 0 | set
3.2.7.13.4 | Set of sealings for deluge valves of each type | 0 | set
3.2.7.13.5 | Set of sealings for pipes and flanges | 0 | set
3.2.7.13.6 | Set of spare parts for jockey pump | 0 | set
3.2.7.13.7 | Set of spare parts for control panel & automatic level indicator | 0 | set
3.2.7.13.8 | Set of spare parts for air supply and reducing devices | 0 | set
3.2.7.13.9 | Fire fighting pump complete with coupling | 0 | set
3.2.8 | Earthing / Auxiliary Transformer
3.2.8.1 | Set of gaskets | 1 | no.
3.2.8.2 | Complete OTI including gaskets & thermometers | 1 | set
3.2.8.3 | Set of Silica gel breather | 1 | no.
3.2.8.4 | Buchholz relay | 0 | no.
3.2.8.5 | Transformer oil 200 litter barrel | 0 | nos.
3.2.9 | Shunt Reactor
Deleted.
3.2.10 | Instruments for Communication & SCADA
3.2.10.1 | Set of spare modules of necessary function | 0 | lot
3.2.10.2 | Digital data (Communication) analyzer | 0 | lot
3.2.10.3 | Generator and Receiver for the following interfaces: (1) V.24/RS232 SYNC AND ASYNC (2) V.35 (3) G.703 CO-DIR AND 2048kbps and 704kbps (4) Bit Error rate measuring facility | 0 | lot
3.2.10.4 | Digital selective level meter (50Hz to 600kHz) plus level generator (50Hz to 2MHz) | 0 | lot
3.2.10.5 | Subscriber Module for DCS 255 Exchange | 0 | lot
3.2.10.6 | Industrial PC | 0 | set
3.2.10.7 | Desktop PC for Substation incharge. Min. Spec: i7 latest gen processor, 16 GB RAM, 512 GB SSD, 24" 1080p IPS LED Monitor, 1500VA UPS, Mulifunction B/W printer/scanner with ADF, keyboard, mouse, etc. | 0 | set
3.2.10.8 | Gateway Terminal | 0 | set
3.2.10.9 | Bay Ethernet Switches | 0 | nos.
3.2.10.10 | Optical connectors (one for each) | 0 | lot
3.2.11 | Post Type Insulator
3.2.11.1 | For 420kV | 0 | nos.
3.2.11.2 | For 245kV | 0 | nos.
3.2.11.3 | For 36kV | 0 | nos.
3.2.12 | Gas Insulated Line (GIL)
3.2.12.1 | 245kV, 3150A, GIL (with necessary bellow & angle joint) | 0 | m
3.2.13 | Disc Insulator
3.2.13.1 | Each type of Disc Insulator | 0 | nos.
3.2.14 | Conductor
3.2.14.1 | TACSR conductor | 0 | m
3.2.15 | Clamp and Fitting
3.2.15.1 | Each type of Clamps and Fittings (20% of total supplied or min. 3 nos., whichever is higher for each type) | 1 | lot
3.2.16 | Surveillance system
3.2.16.1 | Bullet camera | 5 | Nos
3.2.16.2 | Dome camera | 3 | Nos
3.2.16.3 | Access switch | 3 | Nos
3.2.16.4 | Ethernet lightning arrester | 10 | Nos
3.2.16.5 | Sfp modules | 0 | Nos
3.2.16.6 | SPD type 1 | 2 | Nos
3.2.16.7 | SPD type 2 | 2 | Nos
3.2.17 | Testing instruments / special tools for operation and maintenance
3.2.17.1 | SF6 Gas Treatment Plant For Gas Filling, Recovery, Evacuation, Filtering, Drying and Storage with necessary accessories (DILO) | 1 | sets
3.2.17.2 | SF6 gas cylinder with valve (50kg) | 2 | Nos
3.2.17.3 | Handheld SF6 gas leakage detector (alarm with proportional sound pitch) | 1 | sets
3.2.17.4 | Infrared type SF6 gas leakage detector (FLIR) | 1 | sets
3.2.17.5 | Dew point Meter (DILO) | 0 | sets
3.2.17.6 | SF6 Multi-Analyser for measurement of %SF6, Moister and SO2 concetration | 0 | sets
3.2.17.7 | Contact resistance measurement test set (suitable for measurement down to 1 µ ohm at 10A d.c.) | 1 | sets
3.2.17.8 | 5kV insulation resistance test set (range 0.5 –1.0 - 2.5 - 5 kV) | 1 | sets
3.2.17.9 | Thermovision Camera (FLIR) | 1 | sets
3.2.17.10 | Oil Insulation Tester (Breakdown voltage) | 1 | sets
3.2.17.12 | Mulitmeter (Fluke/Megger) | 0 | Nos
3.2.17.13 | Clamp mA meter (both AC & DC) | 0 | Nos
3.2.17.14 | Portable LA leakage current meter (3rd harmonic) | 0 | Nos
3.2.18 | General tools for maintenance work
3.2.18.1 | Set of General Tools | 0 | sets
3.2.19 | Heavy duty equipment / tools maintenance work
3.2.19.1 | Set of Heavy duty equipment / tools | 0 | sets
3.2.20 | Other equipment / tools
3.2.20.1 | Set of other equipment / tools | 0 | sets
3.2.21 | General equipment
3.2.21.1 | Desktop PC for Substation incharge. Min. Spec: i7 latest gen processor, 16 GB RAM, 1 TB SSD, 24" 1080p IPS LED Monitor, 1500VA UPS, Mulifunction B/W printer/scanner with ADF, keyboard, mouse, etc. | 1 | set
Total of Section-3
(Carried to Schedule-5:Grand summary)
SECTION-IV | Additional Services (Please refer to Schedule 4)
TOTAL OF SCHEDULE NO.2 (To be indicated in Schedule No.5 Ground Summary)
Name of Bidder
Signature of Bidder
Notes:
Due to decrease or increase of any quantity mentioned above in unit "sets, nos., m, m², m³, liter, kg " during execution stage, the payment shall be at actual basis.
"-" Dash means included
1 Specify currency in accordance with Bid Data Sheet 19.1

## Schedule 3
Schedules of Rates and Prices
Schedule 3: Design Services
|  |  | Qty | Unit Price 1 |  | Total Price 1
No. | Description | Unit |  | Foreign currency portion | Local currency portion | Foreign currency portion | Local currency portion
|  |  | (1) | (2) | (3) | (1) X (2) | (1) X (3)
SECTION-I | Bay extension at 230kv indoor GIS Substation at Nutan Bidyut Power Plant in Borhanuddin
a) | Design and engineering services of the whole substation, local and foreign part | Lump sum | 1
SECTION-II | Char Fasson 230/33kV Gas Insulated Substation
a) | Design and engineering services of the whole substation, local and foreign part | Lump sum | 1
TOTAL OF SCHEDULE NO.3 (To be indicated in Schedule No.5 Ground Summary)
Name of Bidder
Signature of Bidder
Notes:
1 Specify currency in accordance with Bid Data Sheet 19.1

## Schedule-4
Schedules of Rates and Prices
Schedule No. 4. Installation and Other Services
Item | Description | Qty. | Unit | Unit Price 1 |  | Total Price 1
|  |  |  | Foreign currency portion | Local currency portion | Foreign currency portion | Local currency portion
|  | (1) |  | (2) | (3) | (1) X (2) | (1) X (3)
SECTION-I | Bay extension at 230kv indoor GIS Substation at Nutan Bidyut Power Plant in Borhanuddin, Bhola.
1A | 400kV GIS Switchyard
Deleted.
1B | 245kV GIS Switchyard, structures & connections
245kV Indoor Type Gas Insulated Switchgear (GIS)
1B1 | 245kV GIS complete diameter (Line & Line combination) with Local Control Cubicle and support structure | 1 | nos.
1B2 | Deleted. | 0 | lot
1B3 | Gas Insulated Line (GIL) including Gas/Air bushings for 245kV GIS connection with necessary connecting terminal chambers including support structures
1B.3.1 | For 245kV 1600A, 40kA/3s Circuits from 245kV transmission Lines to 245kV GIS (single phase length) | 710 | meter
1B.3.2 | 245kV 1600A, 40kA/3s Gas/Air bushings | 6 | nos.
1B4 | Portable Partial Discharge analyzer for GIS | 0 | set
245kV Air Insulated Switchgear (AIS)
1B5 | 196kV rated voltage, 160kV(rms) continuous operating voltage at 50°C 10kA, 50Hz, Heavy duty class, metal oxide type, single phase surge arresters with surge counter | 6 | nos.
1B6 | Stranded, flexible conductors, fittings, clamps, connectors including other accessories for each connection as required for completing 230kV GIS Switchyard and AIS line connections.
1B6.1 | Flexible Conductor, clamps & connectors for Jumper & equipment Connection
1B6.1.1 | _Flexible Conductor for jumper, equipment connections | 1 | lot
1B6.1.2 | _Clamps & Connectors | 1 | lot
1B6.2 | Insulator & Fittings
1B6.2.1 | _Insulator | 1 | lot
1B6.2.2 | _Fittings | 1 | lot
1B6.3 | Steel structures & cable tray
1B6.3.1 | _Gantry Column with signle beam including nut&bolts | 3 | nos.
1B6.3.2 | _Gantry Column with double beam including nut&bolts | 0 | nos.
1B6.3.3 | _Gantry beam including nut&bolts | 2 | nos.
1B6.3.4 | _Equipment support structures including nut&bolts
1B6.3.4.1 | LA | 6 | nos.
1B6.3.5 | _Cable tray including fitting, fixing accessories | 1 | lot
1C | 145kV GIS Switchyard, structures & connections
Deleted.
1D | 36kV Switchgears and Connections with Auto Transformer & Earthing/ Auxiliary Transformers
Deleted.
1E | Power Transformers and Earthing/Auxiliary Transformers
Deleted.
1F | Neutral earthing equipment:
Deleted.
1G | Earthing /Auxiliary transformers
Deleted.
1H | Control, Protection, Substation Automation and Metering
230kV Circuits
1H1 | Control, Monitoring, Protection including event recording function for new line circuits - Char Fasson 1&2 | 2 | sets
1H2 | Upgradation/extension of existing Substation Automation System for new line circuits - Char Fasson 1&2 | 1 | lot
1H3 | Upgradation/extension of existing busbar protection system for 245kV system | 1 | lot
1H4 | Tariff metering system for two (2) new 230kV lines | 1 | lot
1H5 | Extension of existing Digital Fault and Disturbance recorder (DFDR) to include complete monitoring of the new diameter | 1 | lot
1I | Fiber Optic Multiplexer Euipment for Communication and Protection
1I1 | Complete set of design, supply, installation and commissioning of Fiber optic multiplexer equipment | 1 | lot
1I2 | Fibre Optic cable and termination box | 1 | lot
1I3 | PLC Equipment | 0 | lot
1J | Multicore Low Voltage Power & Control Cables
1J1 | Multicore low voltage power and control cables for control, protection, metering, monitoring and L/V power circuits | 1 | lot
1K | Batteries, chargers & DC distribution
1K1 | Upgradation / extension of existing of 220V DC Distribution Board to power DC load of the new diameter | 1 | lot
1K2 | 48V Ni-cad Batteries with chargers and distribution board
1K2.1 | 48V Ni-cad Batteries, 200Ah @ 5h | 1 | sets
1K2.2 | Battery chargers | 1 | sets
1K2.3 | DC Distribution Board | 1 | sets
1L | LVAC Distribution
1L1 | Upgradation / extension of existing of LVAC system including necessary accessories for substation services | 1 | lot
1M | Civil Works, Building and Foundation
1M1 | Complete design, supply and construction of all civil items required for the outdoor works including but not limited to filling / cutting soil and leveling up to finished level and within property line suitable for 230kV GIS & AIS switchyards at Nutan Bidyut CCPP area | 1 | lot
1M2* | Complete civil items required for outdoor works
1M2.1 | Outdoor gantry foundation 230kV switchyard
1M2.1.1 | Gantry column | 3 | nos.
1M2.2 | Outdoor equipment foundation 230kV switchyard
1M2.2.1 | LA | 6 | nos.
1M2.3 | Chain link fencing (including gates) | 140 | meter
1M2.4 | Internal roads (2 m wide)
1M2.4.1 | Dismantling & removal of existing road | 10 | meter
1M2.4.2 | Construction of new road | 10 | meter
1M2.5 | Drainage system including connection to existing drainage | 1 | lot
1M2.6 | Gravelling in switchyard area | 748 | m²
1M3 | Modification work at existing GIS hall and other adjacent rooms for the full accommodation of new diameter equipment including GIL entry, cabling laying, connections etc. | 1 | lot
1M4 | Upgradation/extension of existing fire alarm & fighting system | 1 | lot
* actual payment shall be as per actual work at site
** one set includes foundation for three phases of a circuit
1N | Building Lighting, Small Power, Air Conditioning and Ventilation
1N1 | Complete design, supply, installation and commissioning of equipment to provide lighting, LV power supply, air conditioning system (split type, 4.5 Ton each), ventilation system and emergency DC lighting for the substation GIS & Control room buildings, auxiliary & other houses (air cooling system shall be double of the actual requirement). | 1 | lot
1O | Switchyard Lighting
1O1 | Upgradation/extension of existing lighting sytem to provide lighting (flood light LED type) for new AIS switchyard | 1 | lot
1P | Earthing and Lightning Protection
1P1 | Earthing and Lightning Protection for new AIS switchyard & new GIS equipments in the GIS room | 1 | lot
1Q | 230kV, 132kV, 33kV cables & associated structures
Deleted.
1R | SCADA system for Telecontrol and Telemetering
1R1 | Complete SCADA hardware & software | 1 | lot
Total of Section-1
(Carried to Schedule-5:Grand summary)
SECTION-II | Char Fasson 230/33kV Gas Insulated Substation
2A | 400kV GIS Switchyard
Deleted.
2B | 245kV GIS Switchyard, structures & connections
245kV Indoor Type Gas Insulated Switchgear (GIS)
2B1 | 245kV GIS Double Busbar, 230kV Line Feeder Bay with Local Control Cubicle and support structure | 2 | nos.
2B2 | 245kV GIS Double Busbar, 230kV Transformer Bay with Local Control Cubicle and support structure | 2 | nos.
2B3 | 245kV GIS Double Busbar, 245kV Bus Coupler Bay with Local Control Cubicle and support structure | 1 | nos.
2B4 | 245kV GIS Busbar, 245kV Bus Section Bay with Local Control Cubicle and support structure | 0 | nos.
2B5 | 245kV GIS Double Busbar , 245kV Bus VT & Busbar HSES circuit Bay with Local Control Cubicle and support structure | 1 | nos.
2B6 | Gas Insulated Line (GIL) including Gas/Air bushings for 245kV GIS connection with necessary connecting terminal chambers including support structures
2B.6.1 | For 3150A Circuits from 245kV transmission Lines to 245kV GIS and 230/33kV Transformer to 245kV GIS (single phase length) | 773 | meter
2B.6.2 | 245kV 3150A, 40kA/3s Gas/Air bushings | 12 | nos.
2B7 | Portable Partial Discharge analyzer for GIS | 1 | set
245kV Air Insulated Switchgear (AIS)
2B8 | 196kV rated voltage, 160kV(rms) continuous operating voltage at 50°C 10kA, 50Hz, Heavy duty class, metal oxide type, single phase surge arresters with surge counter | 12 | nos.
2B9 | Stranded, flexible conductors, fittings, clamps, connectors including other accessories for each connection as required for completing 230kV GIS Switchyard and Transformer connections.
2B9.1 | Flexible Conductor, clamps & connectors for Jumper & equipment Connection
2B9.1.1 | _Flexible Conductor for jumper, equipment connections | 1 | lot
2B9.1.2 | _Clamps & Connectors | 1 | lot
2B9.2 | Insulator & Fittings
2B9.2.1 | _Insulator | 1 | lot
2B9.2.2 | _Fittings | 1 | lot
2B9.3 | Steel structures & cable tray
2B9.3.1 | _Gantry Column with signle beam including nut&bolts | 9 | nos.
2B9.3.2 | _Gantry Column with double beam including nut&bolts | 0 | nos.
2B9.3.3 | _Gantry beam including nut&bolts | 6 | nos.
2B9.3.4 | _Equipment support structures including nut&bolts
2B9.3.4.1 | LA | 12 | nos.
2B9.3.5 | _Cable tray including fitting, fixing accessories | 0 | lot
2C | 145kV GIS Switchyard, structures & connections
Deleted.
2D | 36kV Switchgears and Connections with Auto Transformer & Earthing/ Auxiliary Transformers
36kV Air Insulated Switchgear (AIS)
2D1 | 30kV rated voltage, 25kV(rms) continuous operating voltage at 50°C, 10kA nominal discharge current, 50Hz, gapless metal oxide type, single phase surge arresters with surge counters. | 18 | nos.
2D2 | Single-phase, 2-secondary windings (33,000/√3 / 110/√3 / 110/√3V, 30VA/30VA, Class 3P/0.2) 36kV, 40kA/3sec, 50Hz, 170kVp BIL, inductive voltage transformers | 6 | nos.
2D3 | 36kV Disconnector
2D3.1 | 36kV, 2500A, 40kA/3sec, 50Hz, 170kVp BIL, single horizontal break, post type, disconnector with earth switch (DS & ES both motor operated) for 36kV AIS incomer | 4 | sets
2D3.2 | 36kV, 630A, 31.5kA/3sec, 50Hz, 170kVp BIL, single horizontal break, post type, disconnector (motor operated) with fuse for 36/.4kV auxiliary transformer bay | 2 | sets
2D4 | Current transformer 36 kV, single-phase, 4-cores (Core 1&2: 3200-1600/1A, Class: 5P20; Core 3&4: 3200-1600/1A, Class: 0.2S) 40 kA / 3 sec, 50 Hz, 170/70 kV BIL, post type current transformer. | 6 | nos.
2D5 | 36kV, 2500A, 40kA/3sec, 50Hz, SF6/VCB circuit breaker with spring-stored energy operating mechanism | 2 | sets
2D6 | One (1) lot of stranded, flexible TACSR conductors, insulators, fittings, clamps, connectors, steel structures, cable trays, etc. including other accessories for each connection as required for completing 36kV AIS Switchyard and Transformer connections.
2D6.1 | Flexible Conductor, clamps & connectors for Jumper & equipment Connection, Copper bus | 1 | lot
2D6.2 | Insulator & Fittings | 1 | lot
2D6.3 | Steel structures & cable tray
2D6.3.1 | _Gantry Column with signle beam including nut&bolts | 0 | nos.
2D6.3.2 | _Gantry Column with double beam including nut&bolts | 0 | nos.
2D6.3.3 | _Gantry beam including nut&bolts | 0 | nos.
2D6.3.4 | _Equipment support structures including nut&bolts
2D6.3.4.1 | For 33kV incomer-
2D6.3.4.1.1 | Structure for LA, copper plate, cable termination | 4 | set
2D6.3.4.1.2 | VT | 2 | set
2D6.3.4.1.3 | DS/ES | 4 | set
2D6.3.4.1.4 | CT | 2 | set
2D6.3.4.1.5 | CB | 2 | set
2D6.3.4.1.6 | Marshalling Kiosk | 2 | set
2D6.3.4.2 | For 33kV auxiliary feeder-
2D6.3.4.2.1 | Structure for LA, copper plate, cable termination | 2 | set
2D6.3.4.2.2 | DS/ES with fuse | 2 | set
2D6.3.5 | _Cable tray including fitting, fixing accessories | 1 | lot
2E | Power Transformers and Earthing/Auxiliary Transformers
2E.1 | 230/33 kV, 120/140 MVA (ONAN/ONAF), Dyn1 three phase outdoor type transformers | 2 | nos.
2E.2 | Complete design, supply, delivery, installation, testing and commissioning of Water Spray type Fire Protection System for 230/33kV Transformers | 1 | lot
2F | Neutral Earthing Equipment.
Deleted.
2G | Earthing /Auxiliary transformers
2G1 | Auxiliary power transformer 33/0.415 kV, 300 kVA, Dyn11, ONAN, oil immersed, three phase, outdoor, with off-load tap changer; with single phase, 2-core current transformers in all bushings, including all necessary connections & support structures. | 2 | nos.
2H | Control, Protection, Substation Automation and Metering
230kV Circuits
2H1 | Control, Monitoring, Protection & Substation Automation System including event recording function for line circuits - 230kV Nutan Bidyut 1&2 | 2 | sets
2H2 | Control, Monitoring, Protection & Substation Automation System including event recording function for 120/140MVA, 230/33kV, three phase, power transformer circuits including transformer tap changer control, fan control & AVR | 2 | sets
2H3 | Control, Monitoring, Protection & Substation Automation System including event recording function for 230kV bus coupler bays | 1 | sets
2H4 | Control, Monitoring, Protection & Substation Automation System including event recording function for 230kV bus section bays | 0 | sets
2H5 | Busbar protection system for 245kV system | 1 | lot
2H6 | Tariff metering for 230kV system | 1 | lot
2H7 | Digital Fault and Disturbance recorder (DFDR) to monitor complete substation (230kV & 33kV) | 1 | lot
33kV Station Power System
2H8 | Control, Monitoring, Protection & Substation Automation System including event recording function for 33kV incomer circuits of 230/33kV transformer | 2 | sets
2H9 | Control, Monitoring, Protection & Substation Automation System including event recording function for auxiliary transformer bays | 2 | sets
2H10 | Tariff metering panel for 33kV system | 1 | lot
2I | Fiber Optic Multiplexer Euipment for Communication and Protection
2I1 | Complete set of design, supply, installation and commissioning of Fiber optic multiplexer equipment | 1 | lot
2I2 | Fibre Optic cable and termination box | 1 | lot
2I3 | PLC Equipment | 0 | lot
2I4 | PABX system | 1 | lot
2J | Multicore Low Voltage Power & Control Cables
2J1 | Multicore low voltage power and control cables for control, protection, metering, monitoring and L/V power circuits | 1 | lot
2K | Batteries, chargers & DC distribution
2K1 | 110V Ni-cad Batteries with chargers and distribution boards
2K1.1 | 110V Ni-cad Batteries, 400Ah @ 5h | 2 | sets
2K1.2 | Battery chargers | 2 | sets
2K1.3 | DC Distribution Board | 2 | sets
2K1.4 | 3kVA, 240V, 50Hz UPS powered from 110V DC distribution board & AC distribution board for Substation Automation System | 2 | sets
2K1.5 | Insulation Monitoring system for complete DC system | 2 | sets
2K2 | 48V Ni-cad Batteries with chargers and distribution board
2K2.1 | 48V Ni-cad Batteries, 200Ah @ 5h | 2 | sets
2K2.2 | Battery chargers | 2 | sets
2K2.3 | DC Distribution Board | 1 | sets
2K2.4 | Insulation Monitoring system for complete DC system | 2 | sets
2L | LVAC Distribution
2L1 | LVAC Panles including necessary accessories for substation services | 1 | lot
2L2 | Tariff meters for LV system | 4 | Nos
2L3 | Scissor Lift: Battery type for min. two persons. Maximum working high greater than 10m | 1 | sets
2L4 | Electroscopes for 230kV & 33kV voltage levels ( 2 sets for each volate levels) | 4 | sets
2L5 | Complete equipment shall be designed, supplied, delivered, in-stalled, tested and commissioned of 175kVAR automatic power factor correction (PFC) Panel | 1 | lot
2L6 | Diesel Generator with capacity of 250kW | 1 | sets
2M | Civil Works, Building and Foundation
2M1* | Complete land development
2M1.1 | Complete compacted land development with carried/dredged earthfilling including approach road | 115988 | Cubic meter
2M1.2 | Slpoe protection
2M1.2.1 | Slpoe (1V:2H) protection with turfing | 8902.656 | sqm
2M2 | Complete design, supply and construction of all civil items required for the outdoor works including but not limited to filling / cutting soil and leveling up to finished level and within property line suitable for 230kV GIS & 33kV AIS switchyards at existing substaion. | 0 | lot
2M3* | Complete civil items required for outdoor works
2M3.1 | Outdoor gantry foundation 230kV switchyard
| Gantry column | 9 | nos.
2M3.2 | Outdoor equipment foundation 230kV switchyard
| LA | 12 | nos.
2M3.3 | Outdoor equipment foundation 33kV switchyard
2M3.3.1 | For 33kV incomer-
2M3.3.1.1 | Structure for LA, copper plate, cable termination | 4 | set**
2M3.3.1.2 | VT | 2 | set**
2M3.3.1.3 | DS/ES | 4 | set**
2M3.3.1.4 | CT | 2 | set**
2M3.3.1.5 | CB | 2 | set**
2M3.3.1.6 | Marshalling Kiosk | 2 | set**
2M3.3.2 | For 33kV auxiliary feeder-
2M3.3.2.1 | Structure for LA, copper plate, cable termination | 2 | set**
2M3.3.2.2 | DS/ES with fuse | 2 | set**
2M3.4 | Transformer foundation including oil pit for 230/33kV, 120/140MVA Transformer | 2 | nos.
2M3.5 | Blast wall for 230/33kV, 120/140MVA Transformer | 2 | nos.
2M3.6 | Transformer foundation for 300kVA auxiliary transformer | 2 | nos.
2M3.7 | Security boundary wall for overall plant | 557 | meter
2M3.8 | Substation main gate | 2 | nos.
2M3.9 | Chain link fencing with gates | 309 | meter
2M3.10 | Approach road (pavement width 6m) | 42 | meter
2M3.11 | Internal roads:
2M3.11.1 | 6m wide road: | 246 | meter
2M3.11.2 | 4.5m wide road | 246 | meter
2M3.11.3 | 3m wide road | 130 | meter
2M3.11.4 | 1.5m walk way | 10 | meter
2M3.12 | Cable Trench with soak pit
2M3.12.1 | For control cable of 33kV incomer AIS & 33kV power cable to auxiliary Tx. | 190 | meter
2M3.12.2 | For .4kV power cable from auxiliary Tx bay to GIS building | 8 | meter
2M3.13 | Surface drain around the substation | 533 | meter
2M3.14 | Whole substation surface finishing with drainage system including outlet & a network of water pits connected with pipes throughout the substation (excluding surface drain) | 1 | lot
2M3.15 | Gravel surfacing & gravel laying | 2361 | m²
2M3.16 | Guard house | 1 | Nos
2M3.17 | Sentry post | 2 | Nos
2M3.18 | Open store yard including chain link fence, surface drain & gate | 1 | lot
2M3.19 | RCC box culvert | 2 | Nos
2M3.20 | Property line demarkation | 685.2 | meter
2M3.21 | Septic tank and soakpit | 3 | Nos
2M3.22 | Pump shed including deep tubewell, motor, pump, water reservoir, water pipe line, electrical connetion etc. | 3 | Nos
2M3.23 | Car port | 1 | Nos
2M4.1 | Complete civil works for 230kV indoor GIS building including protection & metering room, battery room etc. (3 STORIED)
2M4.1.1 | Foundation works | 1 | lot
2M4.1.2 | Super structures | 1 | lot
2M4.1.3 | All finish works like rendering, painting, water supply, sanitary, floor finish, furniture, etc. | 1 | lot
2M4.1.4 | Complete EOT crain system in GIS room (minimum 7 Ton) | 1 | lot
2M4.1.5 | Elevator system (capacity: minimum 6 people) | 1 | lot
2M4.2 | Complete civil works for Dormitory cum Indoor Store cum Staff Room (3 STORIED)
2M4.2.1 | Foundation works | 1 | lot
2M4.2.2 | Super structures | 1 | lot
2M4.2.3 | All finish works like rendering, painting, water supply, sanitary, floor finish, furniture, etc. | 1 | lot
2M4.3 | Complete civil works for Ansar Barack including foundations, super structures & all finish works like rendering, painting, water supply, sanitary, floor finish, furniture, etc. (1 STORIED) | 1 | lot
2M5 | Complete design, supply and construction of all civil items and facilities required for Water Spray type Fire Protection System for transformers | 1 | lot
2M6 | Complete design, supply and construction of all civil items and facilities required for Diesel Generator room | 1 | lot
2M7 | Testing of Foundation on random basis.
2M7.1 | Compression Test of pile | 3 | Nos
2M7.2 | Uplift Test of pile | 1 | Nos
2M8 | Fire alarm & fire fighting system for other areas | 1 | lot
* actual payment shall be as per actual work at site
** one set includes foundation for three phases of a circuit
2N | Building Lighting, Small Power, Air Conditioning and Ventilation
2N1 | Complete design, supply, installation and commissioning of equipment to provide lighting, LV power supply, air conditioning system, ventilation system and emergency DC lighting for the substation GIS & Control room buildings, auxiliary & other houses (air cooling system shall be double of the actual requirement). | 1 | lot
2N2 | Complete equipment shall be designed, supplied, delivered, in-stalled, tested and commissioned of surveillance system with IP cameras, NVRs, optical fibre, cat6 cables, switches, indoor & outdoor cabinets, lightning protection systems, power cables and other accessories to complete surveillance system of the substation
2N2.1 | Bullet camera | 24 | Nos
2N2.2 | Dome camera | 8 | Nos
2N2.3 | 32 channel NVR | 1 | Nos
2N2.4 | Access switch | 1 | lot
2N2.5 | Core switch | 1 | lot
2N2.6 | 32" LED TV | 1 | Nos
2N2.7 | Fiber Optic Cable (6 core Single mode, Armored) | 1 | lot
2N2.8 | CAT6 Network Cable (STP Type) | 1 | lot
2N2.9 | Power Cable-NYFGBY | 1 | lot
2N2.10 | uPVC pipes & fittings, Surveillance Cabinet, 22U rack, Offline UPS, poles, MDB, SDB, ethernet LA, SPD & other necessary accessories | 1 | lot
2O | Switchyard Lighting
2O1 | Complete set of design, supply, installation and commissioning of equipment to provide lighting (flood light LED type) for security, roadway, switchyard and emergency DC lighting at strategic locations for equipment operation and inspection. | 1 | lot
2P | Earthing and Lightning Protection
2P1 | Earthing system for the substation | 1 | lot
2P2 | Lightning protection system for the substation | 1 | lot
2P3 | portable (maintenance) earthing equipment devices with connectors and telescopic glass fibre operating pole | 4 | sets
2Q | 230kV, 132kV, 33kV cables & associated structures
2Q1 | complete equipment shall be designed, supplied, delivered, in-stalled, tested and commissioned of 36kV, 800mm2, 31.5kA/ 3 sec, 50Hz, 170/70 kV BIL, single phase XLPE cable (single phase length) | 713 | meter
2Q2 | complete equipment shall be designed, supplied, delivered, in-stalled, tested and commissioned of 36kV, 31.5kA/ 3 sec, 50Hz, 170/70 kV BIL, appropriate current capacity heat sinkable cable termination kits & associated support structures for single phase XLPE cable. | 12 | nos
2Q3 | complete equipment shall be designed, supplied, delivered, in-stalled, tested and commissioned of .415kV, 185mm2, 15kA/ 3 sec, 50Hz, 45/25 kV BIL, single phase XLPE cable. (single phase length) | 476 | meter
2Q4 | complete equipment shall be designed, supplied, delivered, in-stalled, tested and commissioned of .415kV, 15kA/ 3 sec, 50Hz, 45/25 kV BIL, appropriate current capacity heat sinkable cable termination kits & associated support structures for single phase XLPE cable. | 12 | nos
2R | SCADA system for Telecontrol and Telemetering
2R1 | Complete SCADA hardware & software | 1 | lot
Total of Section-2
(Carried to Schedule-5:Grand summary)
SECTION-III | Mandatory Spares, Erection & Test Equipment
3.1 | Nutan Bidyut PP (245kV)
3.1.1 | 245kV Gas Insulated Switchgear
3.1.1.1 | Operating mechanism of Circuit Breaker (1 Nos for each type of offered CB) | 1 | lot
3.1.1.2 | Operating mechanism of 3 position DS-ES (1 Nos for each type of offered DS-ES) | 0 | lot
3.1.1.3 | Operating mechanism of FES (1 Nos for each type of offered FES) | 1 | lot
3.1.1.4 | Operating mechanism of ES (1 Nos for each type of offered ES) | 0 | lot
3.1.1.5 | Operating mechanism of DS (1 Nos for each type of offered DS) | 1 | sets
3.1.1.6 | Each type of auxiliary contacts unit | 1 | sets
3.1.1.7 | Surge arrester (GIS) | 0 | nos.
3.1.1.8 | Surge arrester (AIS) | 3 | nos.
3.1.1.9 | Complete Voltage transformer module | 1 | nos.
3.1.1.10 | Complete Current transformer module | 0 | nos.
3.1.1.11 | Closing coils | 4 | nos.
3.1.1.12 | Tripping coils | 8 | nos.
3.1.1.13 | Motor for circuit breaker operating mechanism | 1 | nos.
3.1.1.14 | Motor for disconnector drive | 1 | nos.
3.1.1.15 | Coils for Blocking magnet in disconnector drive | 0 | nos.
3.1.1.16 | Gas pressure monitor with gauge and pressure switch | 3 | nos.
3.1.1.17 | Deleted. | 0 | sets
3.1.1.18 | Pressure Relief Device | 1 | nos.
3.1.1.19 | Supporting insulator | 0 | nos.
3.1.1.20 | Barrier insulator or gas tight barrier | 0 | nos.
3.1.1.21 | Expansion bellows | 0 | nos.
3.1.1.22 | Rubber gaskets “O” rings and seals for SF6 gas | 0 | lot
3.1.1.23 | All types of control valves for SF6 gas | 0 | lot
3.1.1.24 | SF6 gas cylinders - 45 kg | 0 | nos.
3.1.2 | 36kV AIS Switchgears (incomer & auxiliary bay) | Deleted.
3.1.3 | Protection and Control
3.1.3.1 | Protection relay (Line distance protetion relay) | 1 | nos.
3.1.3.2 | Bay unit for bus protection relay | 1 | nos.
3.1.3.3 | Each type of Tripping relays | 1 | lot
3.1.3.4 | Each type of Auxiliary relays | 3 | sets
3.1.3.5 | Each type of Trip circuit supervision relays | 1 | sets
3.1.3.6 | Bay Control Unit | 1 | nos
3.1.3.7 | Relay Test Block & socket | 2 | sets
3.1.3.8 | Each type of Switch (used in SAS) | 0 | sets
3.1.3.9 | Each type of MCB | 1 | sets
3.1.3.10 | Each type of Lamps | 5 | sets
3.1.3.11 | Heater | 5 | nos.
3.1.3.12 | Humidity Sensors | 5 | nos.
3.1.3.13 | Thermostat | 5 | nos.
3.1.3.14 | Annunciator bulbs | 5 | nos.
3.1.3.15 | Bulbs for discrepancy switches | 5 | nos.
3.1.3.16 | Multifunction Meter | 2 | nos.
3.1.3.17 | Tariff/Energy Meter | 1 | nos.
3.1.3.18 | Deleted. | 0 | set
3.1.4 | DC & Charger Equipment (48 v)
3.1.4.1 | Each type of Card (example: control card etc.) | 1 | nos.
3.1.4.2 | Battery MCB/MCCB | 1 | nos.
3.1.4.3 | DC board incoming MCCB | 1 | nos.
3.1.4.4 | Outgoing MCBs | 2 | nos.
3.1.4.5 | Each type of fuse | 1 | set
3.1.5 | LVAC Equipment | Deleted.
3.1.6 | Power, Control and Auxiliary Cables
3.1.6.1 | Control Cables, 200m of each type | 0 | lot
3.1.6.2 | LV cables, 200m of each type | 0 | lot
3.1.6.3 | Other cables (communication, etc.), 100m of each type | 0 | lot
3.1.7 | Transformers and Shunt Reactor | Deleted.
3.1.8 | Earthing / Auxiliary Transformer | Deleted.
3.1.9 | Shunt Reactor | Deleted.
3.1.10 | Instruments for Communication & SCADA | Deleted.
3.1.11 | Post Type Insulator
3.1.11.1 | For 245kV | 0 | nos.
3.1.12 | Gas Insulated Line (GIL)
3.1.12.1 | 245kV, 1600A, GIL (with necessary bellow & angle joint) | 0 | m
3.1.13 | Disc Insulator
3.1.13.1 | Each type of Disc Insulator | 0 | nos.
3.1.14 | Conductor
3.1.14.1 | TACSR conductor | 0 | m
3.1.15 | Clamp and Fitting
3.1.15.1 | Each type of Clamps and Fittings (20% of total supplied or min. 3 nos., whichever is higher for each type) | 1 | lot
3.1.16 | Testing instruments / special tools for operation and maintenance
3.1.16.1 | SF6 Gas Treatment Plant For Gas Filling, Recovery, Evacuation, Filtering, Drying and Storage with necessary accessories | 0 | sets
3.1.16.2 | SF6 gas cylinder with valve (50kg) | 0 | sets
3.1.16.3 | Handheld SF6 gas leakage detector (alarm with proportional sound pitch) | 0 | sets
3.1.16.4 | Infrared type SF6 gas leakage detector (FLIR) | 0 | sets
3.1.16.5 | SF6 Multi-Analyser for measurement of %SF6, Moister and SO2 concetration | 0 | sets
3.1.16.6 | Contact resistance measurement test set (suitable for measurement down to 1 µ ohm at 10A d.c.) | 0 | sets
3.1.16.7 | 5kV insulation resistance test set (range 0.5 –1.0 - 2.5 - 5 kV) | 0 | sets
3.1.16.8 | Thermovision Camera (FLIR) | 0 | sets
3.2 | Char Fasson 230/33kV Substation
3.2.1 | 245kV Gas Insulated Switchgear
3.2.1.1 | Operating mechanism of Circuit Breaker (1 Nos for each type of offered CB) | 1 | lot
3.2.1.2 | Operating mechanism of 3 position DS-ES (1 Nos for each type of offered DS-ES) | 1 | lot
3.2.1.3 | Operating mechanism of FES (1 Nos for each type of offered FES) | 1 | lot
3.2.1.4 | Operating mechanism of ES (1 Nos for each type of offered ES) | 1 | lot
3.2.1.5 | Operating mechanism of DS (1 Nos for each type of offered DS) | 0 | sets
3.2.1.6 | Each type of auxiliary contacts unit | 1 | sets
3.2.1.7 | Surge arrester (GIS) | 0 | nos.
3.2.1.8 | Surge arrester (AIS) | 6 | nos.
3.2.1.9 | Complete Voltage transformer module | 1 | nos.
3.2.1.10 | Complete Current transformer module | 0 | nos.
3.2.1.11 | Closing coils | 4 | nos.
3.2.1.12 | Tripping coils | 8 | nos.
3.2.1.13 | Motor for circuit breaker operating mechanism | 1 | nos.
3.2.1.14 | Motor for disconnector drive | 1 | nos.
3.2.1.15 | Coils for Blocking magnet in disconnector drive | 0 | nos.
3.2.1.16 | Gas pressure monitor with gauge and pressure switch | 3 | nos.
3.2.1.17 | Deleted. | 0 | sets
3.2.1.18 | Pressure Relief Device | 1 | nos.
3.2.1.19 | Supporting insulator | 0 | nos.
3.2.1.20 | Barrier insulator or gas tight barrier | 0 | nos.
3.2.1.21 | Expansion bellows | 0 | nos.
3.2.1.22 | Rubber gaskets “O” rings and seals for SF6 gas | 0 | lot
3.2.1.23 | All types of control valves for SF6 gas | 0 | lot
3.2.1.24 | SF6 gas cylinders - 45 kg | 0 | nos.
3.2.2 | 36kV AIS Switchgears (incomer & auxiliary bay)
3.2.2.1 | 36kV Circuit Breaker | 1 | sets
3.2.2.2 | 36kV Disconnector Switch | 1 | sets
3.2.2.3 | 36kV Disconnector Switch with Fuse | 1 | sets
3.2.2.4 | Deleted. | 0 | nos.
3.2.2.5 | 36kV Load Beak Switch with fuse | 0 | sets
3.2.2.6 | 36kV IVT (same as offered type) | 3 | nos.
3.2.2.7 | 36kV Current Transformer (same as offered type) | 3 | nos.
3.2.2.8 | 30kV Surge Arrester | 3 | nos.
3.2.2.9 | Motor for circuit breaker operating mechanism | 1 | nos.
3.2.2.10 | Motor for disconnector drive | 0 | nos.
3.2.2.11 | Closing coils for CB | 3 | nos.
3.2.2.12 | Tripping coils for CB | 6 | nos.
3.2.2.13 | Contactors, relays, selector switches, push buttons, counters, heaters, humidity sensors etc., in motor drive mechanism and control cubicle (3 nos. for each type) | 1 | lot
3.2.3 | Control, Protection, SAS, Metering & DFDR
3.2.3.1 | Protection relay (Line distance & transformer protection relay) | 1 | nos.
3.2.3.2 | Bay unit for bus protection relay | 2 | nos.
3.2.3.3 | Each type of Tripping relays | 1 | lot
3.2.3.4 | Each type of Auxiliary relays | 3 | sets
3.2.3.5 | Each type of Trip circuit supervision relays | 1 | sets
3.2.3.6 | Bay Control Unit | 1 | nos
3.2.3.7 | Relay Test Block & socket | 2 | sets
3.2.3.8 | Each type of Switch (used in SAS) | 1 | sets
3.2.3.9 | Each type of MCB | 1 | sets
3.2.3.10 | Each type of Lamps | 5 | sets
3.2.3.11 | Heater | 10 | nos.
3.2.3.12 | Humidity Sensors | 10 | nos.
3.2.3.13 | Thermostat | 10 | nos.
3.2.3.14 | Annunciator bulbs | 10 | nos.
3.2.3.15 | Bulbs for discrepancy switches | 10 | nos.
3.2.3.16 | Multifunction Meter | 5 | nos.
3.2.3.17 | Tariff/Energy Meter | 2 | nos.
3.2.3.18 | Deleted. | 0 | set
3.2.4 | DC & Charger Equipment (for both 110v & 48v)
3.2.4.1 | Each type of Card (example: control card etc.) | 1 | nos.
3.2.4.2 | Battery MCB/MCCB | 1 | nos.
3.2.4.3 | DC board incoming MCCB | 1 | nos.
3.2.4.4 | Outgoing MCBs | 5 | nos.
3.2.4.5 | Each type of fuse | 1 | set
3.2.5 | LVAC Equipment
3.2.5.1 | 3-phase set LVAC board incoming ACB/MCCB | 1 | nos.
3.2.5.2 | 3-phase sets outgoing MCCBs | 5 | nos.
3.2.5.3 | 1-phase sets outgoing MCBs | 12 | nos.
3.2.6 | Power, Control and Auxiliary Cables
3.2.6.1 | Power Cables (36kV), 300m of each type | 0 | lot
3.2.6.2 | Control Cables, 200m of each type | 0 | lot
3.2.6.3 | LV cables, 200m of each type | 0 | lot
3.2.6.4 | Other cables (communication, etc.), 100m of each type | 0 | lot
3.2.7 | Transformers
3.2.7.1 | Transformer
3.2.7.2 | 245kV bushings | 2 | nos
3.2.7.3 | Neutral Bushing | 1 | nos
3.2.7.4 | 36kV Bushing | 1 | nos
3.2.7.5 | Set of gaskets | 1 | set
3.2.7.6 | Complete WTI | 1 | set
3.2.7.7 | Complete OTI | 1 | set
3.2.7.8 | Set of Silica gel breather | 0 | nos
3.2.7.9 | Buchholz relay | 1 | nos
3.2.7.10 | Set of tap changer diverter switch | 0 | nos
3.2.7.11 | Tap changer control mechanism motor | 1 | nos
3.2.7.12 | Transformer oil 200 litter barrel | 20 | nos.
3.2.7.13 | Water Spray Fire Protection System for Transformers
3.2.7.13.1 | Water spray nozzles | 0 | nos
3.2.7.13.2 | Relase sprinklers | 0 | nos
3.2.7.13.3 | Set of internal parts of deluge valve | 0 | set
3.2.7.13.4 | Set of sealings for deluge valves of each type | 0 | set
3.2.7.13.5 | Set of sealings for pipes and flanges | 0 | set
3.2.7.13.6 | Set of spare parts for jockey pump | 0 | set
3.2.7.13.7 | Set of spare parts for control panel & automatic level indicator | 0 | set
3.2.7.13.8 | Set of spare parts for air supply and reducing devices | 0 | set
3.2.7.13.9 | Fire fighting pump complete with coupling | 0 | set
3.2.8 | Earthing / Auxiliary Transformer
3.2.8.1 | Set of gaskets | 1 | no.
3.2.8.2 | Complete OTI including gaskets & thermometers | 1 | set
3.2.8.3 | Set of Silica gel breather | 1 | no.
3.2.8.4 | Buchholz relay | 0 | no.
3.2.8.5 | Transformer oil 200 litter barrel | 0 | nos.
3.2.9 | Shunt Reactor
Deleted.
3.2.10 | Instruments for Communication & SCADA
3.2.10.1 | Set of spare modules of necessary function | 0 | lot
3.2.10.2 | Digital data (Communication) analyzer | 0 | lot
3.2.10.3 | Generator and Receiver for the following interfaces: (1) V.24/RS232 SYNC AND ASYNC (2) V.35 (3) G.703 CO-DIR AND 2048kbps and 704kbps (4) Bit Error rate measuring facility | 0 | lot
3.2.10.4 | Digital selective level meter (50Hz to 600kHz) plus level generator (50Hz to 2MHz) | 0 | lot
3.2.10.5 | Subscriber Module for DCS 255 Exchange | 0 | lot
3.2.10.6 | Industrial PC | 0 | set
3.2.10.7 | Desktop PC for Substation incharge. Min. Spec: i7 latest gen processor, 16 GB RAM, 512 GB SSD, 24" 1080p IPS LED Monitor, 1500VA UPS, Mulifunction B/W printer/scanner with ADF, keyboard, mouse, etc. | 0 | set
3.2.10.8 | Gateway Terminal | 0 | set
3.2.10.9 | Bay Ethernet Switches | 0 | nos.
3.2.10.10 | Optical connectors (one for each) | 0 | lot
3.2.11 | Post Type Insulator
3.2.11.1 | For 420kV | 0 | nos.
3.2.11.2 | For 245kV | 0 | nos.
3.2.11.3 | For 36kV | 0 | nos.
3.2.12 | Gas Insulated Line (GIL)
3.2.12.1 | 245kV, 3150A, GIL (with necessary bellow & angle joint) | 0 | m
3.2.13 | Disc Insulator
3.2.13.1 | Each type of Disc Insulator | 0 | nos.
3.2.14 | Conductor
3.2.14.1 | TACSR conductor | 0 | m
3.2.15 | Clamp and Fitting
3.2.15.1 | Each type of Clamps and Fittings (20% of total supplied or min. 3 nos., whichever is higher for each type) | 1 | lot
3.2.16 | Surveillance system
3.2.16.1 | Bullet camera | 5 | Nos
3.2.16.2 | Dome camera | 3 | Nos
3.2.16.3 | Access switch | 3 | Nos
3.2.16.4 | Ethernet lightning arrester | 10 | Nos
3.2.16.5 | Sfp modules | 0 | Nos
3.2.16.6 | SPD type 1 | 2 | Nos
3.2.16.7 | SPD type 2 | 2 | Nos
3.2.17 | Testing instruments / special tools for operation and maintenance
3.2.17.1 | SF6 Gas Treatment Plant For Gas Filling, Recovery, Evacuation, Filtering, Drying and Storage with necessary accessories (DILO) | 1 | sets
3.2.17.2 | SF6 gas cylinder with valve (50kg) | 2 | Nos
3.2.17.3 | Handheld SF6 gas leakage detector (alarm with proportional sound pitch) | 1 | sets
3.2.17.4 | Infrared type SF6 gas leakage detector (FLIR) | 1 | sets
3.2.17.5 | Dew point Meter (DILO) | 0 | sets
3.2.17.6 | SF6 Multi-Analyser for measurement of %SF6, Moister and SO2 concetration | 0 | sets
3.2.17.7 | Contact resistance measurement test set (suitable for measurement down to 1 µ ohm at 10A d.c.) | 1 | sets
3.2.17.8 | 5kV insulation resistance test set (range 0.5 –1.0 - 2.5 - 5 kV) | 1 | sets
3.2.17.9 | Thermovision Camera (FLIR) | 1 | sets
3.2.17.10 | Oil Insulation Tester (Breakdown voltage) | 1 | sets
3.2.17.12 | Mulitmeter (Fluke/Megger) | 0 | Nos
3.2.17.13 | Clamp mA meter (both AC & DC) | 0 | Nos
3.2.17.14 | Portable LA leakage current meter (3rd harmonic) | 0 | Nos
3.2.18 | General tools for maintenance work
3.2.18.1 | Set of General Tools | 0 | sets
3.2.19 | Heavy duty equipment / tools maintenance work
3.2.19.1 | Set of Heavy duty equipment / tools | 0 | sets
3.2.20 | Other equipment / tools
3.2.20.1 | Set of other equipment / tools | 0 | sets
3.2.21 | General equipment
3.2.21.1 | Desktop PC for Substation incharge. Min. Spec: i7 latest gen processor, 16 GB RAM, 1 TB SSD, 24" 1080p IPS LED Monitor, 1500VA UPS, Mulifunction B/W printer/scanner with ADF, keyboard, mouse, etc. | 1 | set
Total of Section-3
(Carried to Schedule-5:Grand summary)
SECTION-IV | Additional Services
FAT and Trainning (Provisional Sum)*
4.1 | International Training Employer's Engineer | 0 | Lot |  |  | 0
4.2 | FAT witness Employer's Engineer | 1 | Lot | 29100 |  | 29100
4.3 | Local Trainning Employer's Engineer | 1 | Lot | 52750 |  | 52750
Total of Section-4
(Carried to Schedule-5:Grand summary)
*These costs are fixed ceiling and will be included in total price. But the payment shall be at actual.
TOTAL OF SCHEDULE NO.4 (To be indicated in Schedule No.5 Ground Summary)
Name of Bidder
Signature of Bidder
Notes:
Due to decrease or increase of any quantity mentioned above in unit "sets, nos., m, m², m³, liter, kg " during execution stage, the payment shall be at actual basis.
"-" Dash means included
1Specify currency in accordance with Bid Data Sheet 19.1

## Schedule 5
Schedules of Rates and Prices
Schedule 5: Grand Summary
Schedule No | Description | Total Price
|  | Foreign Currency (in……….) | Local Currency (in BDT)
Section-1: Bay extension at 230kv indoor GIS Substation at Nutan Bidyut Power Plant in Borhanuddin
Schedule No. 1: | Plant & Equipment (including Mandatory Spare Parts) Supplied from Abroad
Schedule No. 2: | Plant & Equipment (including Mandatory Spare Parts) Supplied from within the Employer’s Country
Schedule No. 3: | Design Services
Schedule No. 4: | Installation and Other Services
Total of Section-1
Section-2: Char Fasson 230/33kV indoor Gas Insulated Substation
Schedule No. 1: | Plant & Equipment (including Mandatory Spare Parts) Supplied from Abroad
Schedule No. 2: | Plant & Equipment (including Mandatory Spare Parts) Supplied from within the Employer’s Country
Schedule No. 3: | Design Services
Schedule No. 4: | Installation and Other Services
Total of Section-2
Section-3: Mandatory Spares, Tools, Erection & Test Equipment
Schedule No. 1: | Plant & Equipment (including Mandatory Spare Parts) Supplied from Abroad
Schedule No. 2: | Plant & Equipment (including Mandatory Spare Parts) Supplied from within the Employer’s Country
Total of Section-3
Section-4: FAT and Trainning
Schedule No. 4: | Installation and Other Services | 81850
Total of Section-4 |  | 81850
GRAND TOTAL (Schedule No.1 to Schedule No.4 (to Letter of Price Bid)
| Name of Bidder | ---------------------------------------------------
| Signature of Bidder | ---------------------------------------------------

## Schedule 6
Schedule B6: Recommended Spare Parts
No. | Description | Unit | Quantity | Foreign Currency (in……….) |  | Local Currency (in BDT)
|  |  |  | Unit Price | Total Price | Unit Price | Total Price
|  |  |  | CIP | CIP | EXW | EXW
|  |  | (1) | (2) | (3)=(1)x(2) | (4) | (5)=(1)x(4)